## Overview
Company and Licence name, charging year, effective from, status
| Company and Licence name | Year | Effective From | Status
Company and Licence name, charging year, effective from, status | Fulcrum Electricity Assets Ltd - GSP_C | 2027/28 | 1 April 2027 | Final
List of data tables in this workbook
Worksheet | Information
Annex 1 LV, HV and Unmetered Supplies charges | Annex 1 contains the charges to LV and HV Designated Properties and Unmetered Supplies.
Annex 2 Designated EHV charges | Annex 2 contains the charges to Designated EHV Properties and charges applied to LDNOs with Designated EHV Properties/end-users embedded in networks within the Fulcrum Electricity Assets Ltd - GSP_C Licence area.
Annex 3 Preserved charges | Annex 3 contains details of any preserved and additional charges that are valid at this time.
Annex 4 LDNO charges | Annex 4 contains charges that are levied on the owner of an embedded network within the Fulcrum Electricity Assets Ltd - GSP_C Licence area. Electricity suppliers and consumers who have properties connected to an embedded network should contact the embedded network owner to determine their distribution charges. The charges listed in this table are not payable by domestic consumers, business consumers or electricity suppliers.
Annex 5 LLFs | Annex 5 has been intentionally left blank as this charging statement is published a complete year before the LLFs have been audited. The line loss factors that are approved by the BSC Panel for the applicable year and consequently published on the Elexon website will take precedence and be used in Settlement. This annex will be re-published with these values once they are available.
Annex 6 Charges for New or Amended Designated EHV Properties | Annex 6 contains the charges for new or amended Designated EHV Properties and charges applied to LDNOs with new or amended Designated EHV Properties/end-users embedded in networks within the Fulcrum Electricity Assets Ltd - GSP_C Licence area.
Annex 7 Fixed adders for Supplier of Last Resort and Eligible Bad Debt pass-through costs | Annex 7 contains the fixed adders to recover Supplier of Last Resort and Eligible Bad Debt pass-through costs. The Excess Supplier of Last Resort fixed adder relates to an increase to previously published charges only.
Nodal prices | Contains the underlying nodal costs used to calculate the current EDCM charges.
SSC unit rate lookup | Contains a mapping of Standard Settlement Configurations to common decodings
Residual Charging Bandings | Contains the four Residual charging band allocation for Customers
TNUoS Mapping | Contains a mapping of DUoS Tariffs to TNUoS Site Charging Bands
Charge calculator | Charge calculator is a tool to help you estimate your distribution charges using current consumption data and forecast consumption data.
Notes to users of this spreadsheet
Please use this spreadsheet with reference to the LC14 use of system charging statement.
Notes to DNOs populating this spreadsheet
DNOs must endeavour to maintain consistency in the structure of this spreadsheet. Any changes to the structure must be noted in the 'Notes to users of this spreadsheet'
The drop down list on the charge calculator can be expanded by unprotecting the charge calculator sheet and selecting 'data', 'data validation...' and then expanding the 'source' data range. The sheet can then be protected.

## Annex 1 LV, HV and UMS charges
Back to Overview
Fulcrum Electricity Assets Ltd - GSP_C - Effective from 1 April 2027 - Final LV and HV charges
Time Bands for LV and HV Designated Properties | [5 empty] | Time Bands for Unmetered Properties
Time periods | Red Time Band | Amber Time Band |  | Green Time Band |  |  |  | Black Time Band | Yellow Time Band | Green Time Band
Monday to Friday (Including Bank Holidays) All Year | 11:00 - 14:00 16:00 - 19:00 | 07:00 - 11:00 14:00 - 16:00 19:00 - 23:00 |  | 00:00 - 07:00 23:00 - 24:00 |  | Monday to Friday (Including Bank Holidays) June to August Inclusive |  | 11:00 - 14:00 | 07:00 - 11:00 14:00 - 23:00 | 00:00 - 07:00 23:00 - 24:00
Saturday and Sunday All Year |  |  |  | 00:00 - 24:00 |  | Monday to Friday (Including Bank Holidays) November to February Inclusive |  | 16:00 - 19:00 | 07:00 - 16:00 19:00 - 23:00 | 00:00 - 07:00 23:00 - 24:00
Notes | All the above times are in UK Clock time |  |  |  |  | Monday to Friday (Including Bank Holidays) March, April, May and September, October |  |  | 07:00 - 23:00 | 00:00 - 07:00 23:00 - 24:00
[6 empty] | Saturday and Sunday All year |  |  |  | 00:00 - 24:00
[6 empty] | Notes |  | All the above times are in UK Clock time
Tariff name | Open LLFCs/ DUoS Tariff IDs | PCs | Red/black unit charge p/kWh | Amber/yellow unit charge p/kWh | Green unit charge p/kWh | Fixed charge p/MPAN/day | Capacity charge p/kVA/day | Exceeded capacity charge p/kVA/day | Reactive power charge p/kVArh | Closed LLFCs/ DUoS Tariff IDs
Domestic Aggregated or CT with Residual | C01, C02, C1L, C2H | 0, 1, 2 | 12.197 | 1.243 | 0 | 0
Domestic Aggregated (Related MPAN) | C21, C22 | 2 | 12.414 | 1.46 | 0.108
Non-Domestic Aggregated or CT No Residual | C31, C32, C3L, C3H | 0, 3, 4, 5-8 | 9.611 | 1.13 | 0.083 | 5.91
Non-Domestic Aggregated or CT Band 1 | 1C1, 1C2, 1CL, 1CH | 0, 3, 4, 5-8 | 9.491 | 1.01 | 0 | 0
Non-Domestic Aggregated or CT Band 2 | 2C1, 2C2, 2CL, 2CH | 0, 3, 4, 5-8 | 8.644 | 0.164 | 0 | 0
Non-Domestic Aggregated or CT Band 3 | 3C1, 3C2, 3CL, 3CH | 0, 3, 4, 5-8 | 8.334 | 0 | 0 | 0
Non-Domestic Aggregated or CT Band 4 | 4C1, 4C2, 4CL, 4CH | 0, 3, 4, 5-8 | 7.932 | 0 | 0 | 0
Non-Domestic Aggregated (Related MPAN) | C1, C2 | 4 | 9.611 | 1.13 | 0.083
LV Site Specific No Residual | 5C1, 5C2 | 0 | 7.639 | 0.922 | 0.062 | 14.51 | 8.26 | 8.26 | 0.588
LV Site Specific Band 1 | 6C1, 6C2 | 0 | 4.886 | 0.322 | 0.03 | 2.3 | 8.26 | 8.26 | 0.588
LV Site Specific Band 2 | 7C1, 7C2 | 0 | 4.821 | 0.322 | 0.03 | 2.3 | 8.26 | 8.26 | 0.588
LV Site Specific Band 3 | 8C1, 8C2 | 0 | 4.763 | 0.322 | 0.03 | 2.3 | 8.26 | 8.26 | 0.588
LV Site Specific Band 4 | 9C1, 9C2 | 0 | 4.692 | 0.322 | 0.03 | 2.3 | 8.26 | 8.26 | 0.588
LV Sub Site Specific No Residual | 2C | 0 | 4.691 | 0.599 | 0.033 | 12.21 | 10.38 | 10.38 | 0.348
LV Sub Site Specific Band 1 | 12C | 0 | 1.938 | 0 | 0 | 0 | 10.38 | 10.38 | 0.348
LV Sub Site Specific Band 2 | 22C | 0 | 1.873 | 0 | 0 | 0 | 10.38 | 10.38 | 0.348
LV Sub Site Specific Band 3 | 32C | 0 | 1.815 | 0 | 0 | 0 | 10.38 | 10.38 | 0.348
LV Sub Site Specific Band 4 | 42C | 0 | 1.743 | 0 | 0 | 0 | 10.38 | 10.38 | 0.348
HV Site Specific No Residual | 52C | 0 | 3.488 | 0.446 | 0.026 | 129.42 | 10.65 | 10.65 | 0.271
HV Site Specific Band 1 | 62C | 0 | 0.42 | 0 | 0 | 0 | 10.65 | 10.65 | 0.271
HV Site Specific Band 2 | 72C | 0 | 0.223 | 0 | 0 | 0 | 10.65 | 10.65 | 0.271
HV Site Specific Band 3 | 82C | 0 | 0.305 | 0 | 0 | 0 | 10.65 | 10.65 | 0.271
HV Site Specific Band 4 | 92C | 0 | 0.24 | 0 | 0 | 0 | 10.65 | 10.65 | 0.271
Unmetered Supplies | C15, C16, C17, C18, C19, C48, C49, C50, C51, C52 | 0, 1 or 8 | 40.972 | 3.346 | 0.471
LV Generation Aggregated | C41, C42 | 0, 8 | -7.828 | -0.921 | -0.068 | 0
LV Sub Generation Aggregated | C62 | 0 | -6.433 | -0.769 | -0.054 | 0
LV Generation Site Specific | C71, C72 | 0 | -7.828 | -0.921 | -0.068 | 0 |  |  | 0.55
LV Generation Site Specific no RP Charge | C91, C92 | 0 | -7.828 | -0.921 | -0.068 | 0
LV Sub Generation Site Specific | 82 | 0 | -6.433 | -0.769 | -0.054 | 0 |  |  | 0.433
LV Sub Generation Site Specific no RP Charge | 92 | 0 | -6.433 | -0.769 | -0.054 | 0
HV Generation Site Specific | 442 | 0 | -4.179 | -0.534 | -0.029 | 9.08 |  |  | 0.382
HV Generation Site Specific no RP Charge | 452 | 0 | -4.179 | -0.534 | -0.029 | 9.08

## Annex 2 Designated EHV charges
Back to Overview |  | Note: The DNO reserves the right to apply the listed charges to any other MPANs/MSIDs associated with the site. This includes reallocating charges to a traded MPAN at the same site where another MPAN has been disconnected or de-energised.
Fulcrum Electricity Assets Ltd - GSP_C - Effective from 1 April 2027 - Final Designated EHV charges
Time Periods for Designated EHV Properties
Time periods |  |  | Super Red Time Band
Monday to Friday (Including Bank Holidays) June to August Inclusive |  |  | 11:00 - 14:00
Monday to Friday (Including Bank Holidays) November to February Inclusive |  |  | 16:00 - 19:00
Notes |  |  | All the above times are in UK Clock time
Import Unique Identifier | LLFC/ DUoS Tariff ID | Import MPANs/MSIDs | Export Unique Identifier | LLFC/ DUoS Tariff ID | Export MPANs/MSIDs | Name | Residual Charging Band | Import Super Red unit charge (p/kWh) | Import fixed charge (p/day) | Import capacity charge (p/kVA/day) | Import exceeded capacity charge (p/kVA/day) | Export Super Red unit charge (p/kWh) | Export fixed charge (p/day) | Export capacity charge (p/kVA/day) | Export exceeded capacity charge (p/kVA/day)

## Annex 2a Import
Note: The list of MPANs / MSIDs provided may be incomplete; the DNO reserves the right to apply the listed charges to any other MPANs / MSIDs associated with the site. Note: This table is automatically populated based on the content of the tab entitled 'Annex 2 Designated EHV charges'. The timebands are as shown in Annex 2.
Fulcrum Electricity Assets Ltd - GSP_C - Effective from 1 April 2027 - Final Designated EHV import charges
Import Unique Identifier | LLFC/ DUoS Tariff ID | Import MPANs/MSIDs | Name | Import Super Red unit charge (p/kWh) | Import fixed charge (p/day) | Import capacity charge (p/kVA/day) | Import exceeded capacity charge (p/kVA/day)

## Annex 2b Export
Note: The list of MPANs / MSIDs provided may be incomplete; the DNO reserves the right to apply the listed charges to any other MPANs / MSIDs associated with the site. Note: This table is automatically populated based on the content of the tab entitled 'Annex 2 Designated EHV charges'. The timebands are as shown in Annex 2.
Fulcrum Electricity Assets Ltd - GSP_C - Effective from 1 April 2027 - Final Designated EHV export charges
Export Unique Identifier | LLFC/ DUoS Tariff ID | Export MPANs/MSIDs | Name | Export Super Red unit charge (p/kWh) | Export fixed charge (p/day) | Export capacity charge (p/kVA/day) | Export exceeded capacity charge (p/kVA/day)

## Annex 3 Preserved charges
Back to Overview
Fulcrum Electricity Assets Ltd - GSP_C - Effective from 1 April 2027 - Final LV and HV tariffs
Supercustomer preserved charges/additional LLFCs/ DUoS Tariff IDs
| Closed LLFCs/ DUoS Tariff IDs | PCs | Red/black unit charge p/kWh | Amber/yellow unit charge p/kWh | Green unit charge p/kWh | Fixed charge p/MPAN/day
Notes: | London Power Networks has no Preserved NHH Tariffs/Additional LLFCs/DUoS Tariff IDs
Site Specific preserved charges/additional LLFCs/ DUoS Tariff IDs
| Closed LLFCs/ DUoS Tariff IDs | PCs | Red/black unit charge p/kWh | Amber/yellow unit charge p/kWh | Green unit charge p/kWh | Fixed charge p/MPAN/day | Capacity charge p/kVA/day | Exceeded capacity charge p/kVA/day | Reactive power charge p/kVArh
Notes: | London Power Networks has no Preserved HH Tariffs/Additional LLFCs/DUoS Tariff IDs

## Annex 4 LDNO charges
Back to Overview
Fulcrum Electricity Assets Ltd - GSP_C - Effective from 1 April 2027 - Final LDNO tariffs
Time Bands for LV and HV Designated Properties |  |  |  |  | Time Bands for Unmetered Properties
Time periods | Red Time Band | Amber Time Band | Green Time Band |  |  |  | Black Time Band | Yellow Time Band | Green Time Band
Monday to Friday (Including Bank Holidays) All Year | 11:00 - 14:00 16:00 - 19:00 | 07:00 - 11:00 14:00 - 16:00 19:00 - 23:00 | 00:00 - 07:00 23:00 - 24:00 |  | Monday to Friday (Including Bank Holidays) June to August Inclusive |  | 11:00 - 14:00 | 07:00 - 11:00 14:00 - 23:00 | 00:00 - 07:00 23:00 - 24:00
Saturday and Sunday All Year |  |  | 00:00 - 24:00 |  | Monday to Friday (Including Bank Holidays) November to February Inclusive |  | 16:00 - 19:00 | 07:00 - 16:00 19:00 - 23:00 | 00:00 - 07:00 23:00 - 24:00
Notes | All the above times are in UK Clock time |  |  |  | Monday to Friday (Including Bank Holidays) March, April, May and September, October |  |  | 07:00 - 23:00 | 00:00 - 07:00 23:00 - 24:00
[5 empty] | Saturday and Sunday All year |  |  |  | 00:00 - 24:00
[5 empty] | Notes |  | All the above times are in UK Clock time
Tariff name | Unique billing identifier | PCs | Red/black unit charge p/kWh | Amber/yellow unit charge p/kWh | Green unit charge p/kWh | Fixed charge p/MPAN/day | Capacity charge p/kVA/day | Exceeded capacity charge p/kVA/day | Reactive power charge p/kVArh
LDNO LV: Domestic Aggregated or CT with Residual | C01, C1L | 0, 1, 2 | 8.454 | 0.861 | 0 | 0
LDNO LV: Domestic Aggregated (Related MPAN) | C21 | 2 | 8.604 | 1.012 | 0.075
LDNO LV: Non-Domestic Aggregated or CT No Residual | C31, C3L | 0, 3, 4, 5-8 | 6.661 | 0.784 | 0.058 | 4.1
LDNO LV: Non-Domestic Aggregated or CT Band 1 | 1C1, 1CL | 0, 3, 4, 5-8 | 6.578 | 0.7 | 0 | 0
LDNO LV: Non-Domestic Aggregated or CT Band 2 | 2C1, 2CL | 0, 3, 4, 5-8 | 5.991 | 0.114 | 0 | 0
LDNO LV: Non-Domestic Aggregated or CT Band 3 | 3C1, 3CL | 0, 3, 4, 5-8 | 5.776 | 0 | 0 | 0
LDNO LV: Non-Domestic Aggregated or CT Band 4 | 4C1, 4CL | 0, 3, 4, 5-8 | 5.498 | 0 | 0 | 0
LDNO LV: Non-Domestic Aggregated (Related MPAN) | C1 | 4 | 6.661 | 0.784 | 0.058
LDNO LV: LV Site Specific No Residual | 5C1 | 0 | 5.295 | 0.639 | 0.043 | 10.05 | 5.73 | 5.73 | 0.407
LDNO LV: LV Site Specific Band 1 | 6C1 | 0 | 3.387 | 0.223 | 0.021 | 1.59 | 5.73 | 5.73 | 0.407
LDNO LV: LV Site Specific Band 2 | 7C1 | 0 | 3.342 | 0.223 | 0.021 | 1.59 | 5.73 | 5.73 | 0.407
LDNO LV: LV Site Specific Band 3 | 8C1 | 0 | 3.301 | 0.223 | 0.021 | 1.59 | 5.73 | 5.73 | 0.407
LDNO LV: LV Site Specific Band 4 | 9C1 | 0 | 3.252 | 0.223 | 0.021 | 1.59 | 5.73 | 5.73 | 0.407
LDNO LV: Unmetered Supplies | C15, C16, C17, C18, C19 | 0, 1 or 8 | 28.398 | 2.319 | 0.326
LDNO LV: LV Generation Aggregated | C41 | 0, 8 | -7.828 | -0.921 | -0.068 | 0
LDNO LV: LV Generation Site Specific | C71 | 0 | -7.828 | -0.921 | -0.068 | 0 |  |  | 0.55
LDNO HV: Domestic Aggregated or CT with Residual | C02, C2H | 0, 1, 2 | 6.533 | 0.666 | 0 | 0
LDNO HV: Domestic Aggregated (Related MPAN) | C22 | 2 | 6.65 | 0.782 | 0.058
LDNO HV: Non-Domestic Aggregated or CT No Residual | C32, C3H | 0, 3, 4, 5-8 | 5.148 | 0.606 | 0.045 | 3.17
LDNO HV: Non-Domestic Aggregated or CT Band 1 | 1C2, 1CH | 0, 3, 4, 5-8 | 5.084 | 0.541 | 0 | 0
LDNO HV: Non-Domestic Aggregated or CT Band 2 | 2C2, 2CH | 0, 3, 4, 5-8 | 4.63 | 0.088 | 0 | 0
LDNO HV: Non-Domestic Aggregated or CT Band 3 | 3C2, 3CH | 0, 3, 4, 5-8 | 4.464 | 0 | 0 | 0
LDNO HV: Non-Domestic Aggregated or CT Band 4 | 4C2, 4CH | 0, 3, 4, 5-8 | 4.249 | 0 | 0 | 0
LDNO HV: Non-Domestic Aggregated (Related MPAN) | C2 | 4 | 5.148 | 0.606 | 0.045
LDNO HV: LV Site Specific No Residual | 5C2 | 0 | 4.092 | 0.494 | 0.033 | 7.77 | 4.43 | 4.43 | 0.315
LDNO HV: LV Site Specific Band 1 | 6C2 | 0 | 2.617 | 0.173 | 0.016 | 1.23 | 4.43 | 4.43 | 0.315
LDNO HV: LV Site Specific Band 2 | 7C2 | 0 | 2.583 | 0.173 | 0.016 | 1.23 | 4.43 | 4.43 | 0.315
LDNO HV: LV Site Specific Band 3 | 8C2 | 0 | 2.551 | 0.173 | 0.016 | 1.23 | 4.43 | 4.43 | 0.315
LDNO HV: LV Site Specific Band 4 | 9C2 | 0 | 2.513 | 0.173 | 0.016 | 1.23 | 4.43 | 4.43 | 0.315
LDNO HV: LV Sub Site Specific No Residual | 2C | 0 | 3.668 | 0.469 | 0.025 | 9.55 | 8.12 | 8.12 | 0.272
LDNO HV: LV Sub Site Specific Band 1 | 12C | 0 | 1.515 | 0 | 0 | 0 | 8.12 | 8.12 | 0.272
LDNO HV: LV Sub Site Specific Band 2 | 22C | 0 | 1.465 | 0 | 0 | 0 | 8.12 | 8.12 | 0.272
LDNO HV: LV Sub Site Specific Band 3 | 32C | 0 | 1.419 | 0 | 0 | 0 | 8.12 | 8.12 | 0.272
LDNO HV: LV Sub Site Specific Band 4 | 42C | 0 | 1.363 | 0 | 0 | 0 | 8.12 | 8.12 | 0.272
LDNO HV: HV Site Specific No Residual | 52C | 0 | 3.031 | 0.387 | 0.022 | 112.49 | 9.25 | 9.25 | 0.236
LDNO HV: HV Site Specific Band 1 | 62C | 0 | 0.365 | 0 | 0 | 0 | 9.25 | 9.25 | 0.236
LDNO HV: HV Site Specific Band 2 | 72C | 0 | 0.194 | 0 | 0 | 0 | 9.25 | 9.25 | 0.236
LDNO HV: HV Site Specific Band 3 | 82C | 0 | 0.265 | 0 | 0 | 0 | 9.25 | 9.25 | 0.236
LDNO HV: HV Site Specific Band 4 | 92C | 0 | 0.209 | 0 | 0 | 0 | 9.25 | 9.25 | 0.236
LDNO HV: Unmetered Supplies | C48, C49, C50, C51, C52 | 0, 1 or 8 | 21.946 | 1.793 | 0.252
LDNO HV: LV Generation Aggregated | C42 | 0, 8 | -7.828 | -0.921 | -0.068 | 0
LDNO HV: LV Sub Generation Aggregated | C62 | 0 | -6.433 | -0.769 | -0.054 | 0
LDNO HV: LV Generation Site Specific | C72 | 0 | -7.828 | -0.921 | -0.068 | 0 |  |  | 0.55
LDNO HV: LV Sub Generation Site Specific | 82 | 0 | -6.433 | -0.769 | -0.054 | 0 |  |  | 0.433
LDNO HV: HV Generation Site Specific | 442 | 0 | -4.179 | -0.534 | -0.029 | 0 |  |  | 0.382
LDNO HVplus: Domestic Aggregated or CT with Residual |  | 0, 1, 2 | 5.826 | 0.594 | 0 | 0
LDNO HVplus: Domestic Aggregated (Related MPAN) |  | 2 | 5.93 | 0.698 | 0.051
LDNO HVplus: Non-Domestic Aggregated or CT No Residual |  | 0, 3, 4, 5-8 | 4.591 | 0.54 | 0.04 | 2.82
LDNO HVplus: Non-Domestic Aggregated or CT Band 1 |  | 0, 3, 4, 5-8 | 4.533 | 0.483 | 0 | 0
LDNO HVplus: Non-Domestic Aggregated or CT Band 2 |  | 0, 3, 4, 5-8 | 4.129 | 0.078 | 0 | 0
LDNO HVplus: Non-Domestic Aggregated or CT Band 3 |  | 0, 3, 4, 5-8 | 3.981 | 0 | 0 | 0
LDNO HVplus: Non-Domestic Aggregated or CT Band 4 |  | 0, 3, 4, 5-8 | 3.789 | 0 | 0 | 0
LDNO HVplus: Non-Domestic Aggregated (Related MPAN) |  | 4 | 4.591 | 0.54 | 0.04
LDNO HVplus: LV Site Specific No Residual |  | 0 | 3.649 | 0.44 | 0.03 | 6.93 | 3.95 | 3.95 | 0.281
LDNO HVplus: LV Site Specific Band 1 |  | 0 | 2.334 | 0.154 | 0.014 | 1.1 | 3.95 | 3.95 | 0.281
LDNO HVplus: LV Site Specific Band 2 |  | 0 | 2.303 | 0.154 | 0.014 | 1.1 | 3.95 | 3.95 | 0.281
LDNO HVplus: LV Site Specific Band 3 |  | 0 | 2.275 | 0.154 | 0.014 | 1.1 | 3.95 | 3.95 | 0.281
LDNO HVplus: LV Site Specific Band 4 |  | 0 | 2.241 | 0.154 | 0.014 | 1.1 | 3.95 | 3.95 | 0.281
LDNO HVplus: LV Sub Site Specific No Residual |  | 0 | 3.244 | 0.414 | 0.023 | 8.44 | 7.18 | 7.18 | 0.241
LDNO HVplus: LV Sub Site Specific Band 1 |  | 0 | 1.34 | 0 | 0 | 0 | 7.18 | 7.18 | 0.241
LDNO HVplus: LV Sub Site Specific Band 2 |  | 0 | 1.295 | 0 | 0 | 0 | 7.18 | 7.18 | 0.241
LDNO HVplus: LV Sub Site Specific Band 3 |  | 0 | 1.255 | 0 | 0 | 0 | 7.18 | 7.18 | 0.241
LDNO HVplus: LV Sub Site Specific Band 4 |  | 0 | 1.205 | 0 | 0 | 0 | 7.18 | 7.18 | 0.241
LDNO HVplus: HV Site Specific No Residual |  | 0 | 2.668 | 0.341 | 0.02 | 99 | 8.14 | 8.14 | 0.208
LDNO HVplus: HV Site Specific Band 1 |  | 0 | 0.322 | 0 | 0 | 0 | 8.14 | 8.14 | 0.208
LDNO HVplus: HV Site Specific Band 2 |  | 0 | 0.171 | 0 | 0 | 0 | 8.14 | 8.14 | 0.208
LDNO HVplus: HV Site Specific Band 3 |  | 0 | 0.233 | 0 | 0 | 0 | 8.14 | 8.14 | 0.208
LDNO HVplus: HV Site Specific Band 4 |  | 0 | 0.184 | 0 | 0 | 0 | 8.14 | 8.14 | 0.208
LDNO HVplus: Unmetered Supplies |  | 0, 1 or 8 | 19.571 | 1.599 | 0.225
LDNO HVplus: LV Generation Aggregated |  | 0, 8 | -5.414 | -0.637 | -0.047 | 0
LDNO HVplus: LV Sub Generation Aggregated |  | 0 | -4.921 | -0.588 | -0.041 | 0
LDNO HVplus: LV Generation Site Specific |  | 0 | -5.414 | -0.637 | -0.047 | 0 |  |  | 0.38
LDNO HVplus: LV Sub Generation Site Specific |  | 0 | -4.921 | -0.588 | -0.041 | 0 |  |  | 0.331
LDNO HVplus: HV Generation Site Specific |  | 0 | -4.179 | -0.534 | -0.029 | 9.08 |  |  | 0.382
LDNO EHV: Domestic Aggregated or CT with Residual |  | 0, 1, 2 | 4.473 | 0.456 | 0 | 0
LDNO EHV: Domestic Aggregated (Related MPAN) |  | 2 | 4.552 | 0.535 | 0.04
LDNO EHV: Non-Domestic Aggregated or CT No Residual |  | 0, 3, 4, 5-8 | 3.524 | 0.415 | 0.031 | 2.17
LDNO EHV: Non-Domestic Aggregated or CT Band 1 |  | 0, 3, 4, 5-8 | 3.48 | 0.371 | 0 | 0
LDNO EHV: Non-Domestic Aggregated or CT Band 2 |  | 0, 3, 4, 5-8 | 3.17 | 0.06 | 0 | 0
LDNO EHV: Non-Domestic Aggregated or CT Band 3 |  | 0, 3, 4, 5-8 | 3.056 | 0 | 0 | 0
LDNO EHV: Non-Domestic Aggregated or CT Band 4 |  | 0, 3, 4, 5-8 | 2.909 | 0 | 0 | 0
LDNO EHV: Non-Domestic Aggregated (Related MPAN) |  | 4 | 3.524 | 0.415 | 0.031
LDNO EHV: LV Site Specific No Residual |  | 0 | 2.801 | 0.338 | 0.023 | 5.32 | 3.03 | 3.03 | 0.215
LDNO EHV: LV Site Specific Band 1 |  | 0 | 1.792 | 0.118 | 0.011 | 0.84 | 3.03 | 3.03 | 0.215
LDNO EHV: LV Site Specific Band 2 |  | 0 | 1.768 | 0.118 | 0.011 | 0.84 | 3.03 | 3.03 | 0.215
LDNO EHV: LV Site Specific Band 3 |  | 0 | 1.747 | 0.118 | 0.011 | 0.84 | 3.03 | 3.03 | 0.215
LDNO EHV: LV Site Specific Band 4 |  | 0 | 1.72 | 0.118 | 0.011 | 0.84 | 3.03 | 3.03 | 0.215
LDNO EHV: LV Sub Site Specific No Residual |  | 0 | 2.49 | 0.318 | 0.017 | 6.48 | 5.51 | 5.51 | 0.185
LDNO EHV: LV Sub Site Specific Band 1 |  | 0 | 1.029 | 0 | 0 | 0 | 5.51 | 5.51 | 0.185
LDNO EHV: LV Sub Site Specific Band 2 |  | 0 | 0.994 | 0 | 0 | 0 | 5.51 | 5.51 | 0.185
LDNO EHV: LV Sub Site Specific Band 3 |  | 0 | 0.964 | 0 | 0 | 0 | 5.51 | 5.51 | 0.185
LDNO EHV: LV Sub Site Specific Band 4 |  | 0 | 0.925 | 0 | 0 | 0 | 5.51 | 5.51 | 0.185
LDNO EHV: HV Site Specific No Residual |  | 0 | 2.048 | 0.262 | 0.015 | 76 | 6.25 | 6.25 | 0.159
LDNO EHV: HV Site Specific Band 1 |  | 0 | 0.247 | 0 | 0 | 0 | 6.25 | 6.25 | 0.159
LDNO EHV: HV Site Specific Band 2 |  | 0 | 0.131 | 0 | 0 | 0 | 6.25 | 6.25 | 0.159
LDNO EHV: HV Site Specific Band 3 |  | 0 | 0.179 | 0 | 0 | 0 | 6.25 | 6.25 | 0.159
LDNO EHV: HV Site Specific Band 4 |  | 0 | 0.141 | 0 | 0 | 0 | 6.25 | 6.25 | 0.159
LDNO EHV: Unmetered Supplies |  | 0, 1 or 8 | 15.025 | 1.227 | 0.173
LDNO EHV: LV Generation Aggregated |  | 0, 8 | -4.156 | -0.489 | -0.036 | 0
LDNO EHV: LV Sub Generation Aggregated |  | 0 | -3.778 | -0.451 | -0.032 | 0
LDNO EHV: LV Generation Site Specific |  | 0 | -4.156 | -0.489 | -0.036 | 0 |  |  | 0.292
LDNO EHV: LV Sub Generation Site Specific |  | 0 | -3.778 | -0.451 | -0.032 | 0 |  |  | 0.254
LDNO EHV: HV Generation Site Specific |  | 0 | -3.208 | -0.41 | -0.022 | 6.97 |  |  | 0.293
LDNO 132kV/EHV: Domestic Aggregated or CT with Residual |  | 0, 1, 2 | 2.775 | 0.283 | 0 | 0
LDNO 132kV/EHV: Domestic Aggregated (Related MPAN) |  | 2 | 2.825 | 0.332 | 0.025
LDNO 132kV/EHV: Non-Domestic Aggregated or CT No Residual |  | 0, 3, 4, 5-8 | 2.187 | 0.257 | 0.019 | 1.34
LDNO 132kV/EHV: Non-Domestic Aggregated or CT Band 1 |  | 0, 3, 4, 5-8 | 2.159 | 0.23 | 0 | 0
LDNO 132kV/EHV: Non-Domestic Aggregated or CT Band 2 |  | 0, 3, 4, 5-8 | 1.967 | 0.037 | 0 | 0
LDNO 132kV/EHV: Non-Domestic Aggregated or CT Band 3 |  | 0, 3, 4, 5-8 | 1.896 | 0 | 0 | 0
LDNO 132kV/EHV: Non-Domestic Aggregated or CT Band 4 |  | 0, 3, 4, 5-8 | 1.805 | 0 | 0 | 0
LDNO 132kV/EHV: Non-Domestic Aggregated (Related MPAN) |  | 4 | 2.187 | 0.257 | 0.019
LDNO 132kV/EHV: LV Site Specific No Residual |  | 0 | 1.738 | 0.21 | 0.014 | 3.3 | 1.88 | 1.88 | 0.134
LDNO 132kV/EHV: LV Site Specific Band 1 |  | 0 | 1.112 | 0.073 | 0.007 | 0.52 | 1.88 | 1.88 | 0.134
LDNO 132kV/EHV: LV Site Specific Band 2 |  | 0 | 1.097 | 0.073 | 0.007 | 0.52 | 1.88 | 1.88 | 0.134
LDNO 132kV/EHV: LV Site Specific Band 3 |  | 0 | 1.084 | 0.073 | 0.007 | 0.52 | 1.88 | 1.88 | 0.134
LDNO 132kV/EHV: LV Site Specific Band 4 |  | 0 | 1.068 | 0.073 | 0.007 | 0.52 | 1.88 | 1.88 | 0.134
LDNO 132kV/EHV: LV Sub Site Specific No Residual |  | 0 | 1.545 | 0.197 | 0.011 | 4.02 | 3.42 | 3.42 | 0.115
LDNO 132kV/EHV: LV Sub Site Specific Band 1 |  | 0 | 0.638 | 0 | 0 | 0 | 3.42 | 3.42 | 0.115
LDNO 132kV/EHV: LV Sub Site Specific Band 2 |  | 0 | 0.617 | 0 | 0 | 0 | 3.42 | 3.42 | 0.115
LDNO 132kV/EHV: LV Sub Site Specific Band 3 |  | 0 | 0.598 | 0 | 0 | 0 | 3.42 | 3.42 | 0.115
LDNO 132kV/EHV: LV Sub Site Specific Band 4 |  | 0 | 0.574 | 0 | 0 | 0 | 3.42 | 3.42 | 0.115
LDNO 132kV/EHV: HV Site Specific No Residual |  | 0 | 1.271 | 0.162 | 0.009 | 47.16 | 3.88 | 3.88 | 0.099
LDNO 132kV/EHV: HV Site Specific Band 1 |  | 0 | 0.153 | 0 | 0 | 0 | 3.88 | 3.88 | 0.099
LDNO 132kV/EHV: HV Site Specific Band 2 |  | 0 | 0.081 | 0 | 0 | 0 | 3.88 | 3.88 | 0.099
LDNO 132kV/EHV: HV Site Specific Band 3 |  | 0 | 0.111 | 0 | 0 | 0 | 3.88 | 3.88 | 0.099
LDNO 132kV/EHV: HV Site Specific Band 4 |  | 0 | 0.087 | 0 | 0 | 0 | 3.88 | 3.88 | 0.099
LDNO 132kV/EHV: Unmetered Supplies |  | 0, 1 or 8 | 9.323 | 0.761 | 0.107
LDNO 132kV/EHV: LV Generation Aggregated |  | 0, 8 | -2.579 | -0.303 | -0.022 | 0
LDNO 132kV/EHV: LV Sub Generation Aggregated |  | 0 | -2.344 | -0.28 | -0.02 | 0
LDNO 132kV/EHV: LV Generation Site Specific |  | 0 | -2.579 | -0.303 | -0.022 | 0 |  |  | 0.181
LDNO 132kV/EHV: LV Sub Generation Site Specific |  | 0 | -2.344 | -0.28 | -0.02 | 0 |  |  | 0.158
LDNO 132kV/EHV: HV Generation Site Specific |  | 0 | -1.991 | -0.254 | -0.014 | 4.33 |  |  | 0.182
LDNO 132kV: Domestic Aggregated or CT with Residual |  | 0, 1, 2 | 1.955 | 0.199 | 0 | 0
LDNO 132kV: Domestic Aggregated (Related MPAN) |  | 2 | 1.99 | 0.234 | 0.017
LDNO 132kV: Non-Domestic Aggregated or CT No Residual |  | 0, 3, 4, 5-8 | 1.54 | 0.181 | 0.013 | 0.95
LDNO 132kV: Non-Domestic Aggregated or CT Band 1 |  | 0, 3, 4, 5-8 | 1.521 | 0.162 | 0 | 0
LDNO 132kV: Non-Domestic Aggregated or CT Band 2 |  | 0, 3, 4, 5-8 | 1.386 | 0.026 | 0 | 0
LDNO 132kV: Non-Domestic Aggregated or CT Band 3 |  | 0, 3, 4, 5-8 | 1.336 | 0 | 0 | 0
LDNO 132kV: Non-Domestic Aggregated or CT Band 4 |  | 0, 3, 4, 5-8 | 1.271 | 0 | 0 | 0
LDNO 132kV: Non-Domestic Aggregated (Related MPAN) |  | 4 | 1.54 | 0.181 | 0.013
LDNO 132kV: LV Site Specific No Residual |  | 0 | 1.224 | 0.148 | 0.01 | 2.33 | 1.32 | 1.32 | 0.094
LDNO 132kV: LV Site Specific Band 1 |  | 0 | 0.783 | 0.052 | 0.005 | 0.37 | 1.32 | 1.32 | 0.094
LDNO 132kV: LV Site Specific Band 2 |  | 0 | 0.773 | 0.052 | 0.005 | 0.37 | 1.32 | 1.32 | 0.094
LDNO 132kV: LV Site Specific Band 3 |  | 0 | 0.763 | 0.052 | 0.005 | 0.37 | 1.32 | 1.32 | 0.094
LDNO 132kV: LV Site Specific Band 4 |  | 0 | 0.752 | 0.052 | 0.005 | 0.37 | 1.32 | 1.32 | 0.094
LDNO 132kV: LV Sub Site Specific No Residual |  | 0 | 1.088 | 0.139 | 0.008 | 2.83 | 2.41 | 2.41 | 0.081
LDNO 132kV: LV Sub Site Specific Band 1 |  | 0 | 0.45 | 0 | 0 | 0 | 2.41 | 2.41 | 0.081
LDNO 132kV: LV Sub Site Specific Band 2 |  | 0 | 0.435 | 0 | 0 | 0 | 2.41 | 2.41 | 0.081
LDNO 132kV: LV Sub Site Specific Band 3 |  | 0 | 0.421 | 0 | 0 | 0 | 2.41 | 2.41 | 0.081
LDNO 132kV: LV Sub Site Specific Band 4 |  | 0 | 0.404 | 0 | 0 | 0 | 2.41 | 2.41 | 0.081
LDNO 132kV: HV Site Specific No Residual |  | 0 | 0.895 | 0.114 | 0.007 | 33.22 | 2.73 | 2.73 | 0.07
LDNO 132kV: HV Site Specific Band 1 |  | 0 | 0.108 | 0 | 0 | 0 | 2.73 | 2.73 | 0.07
LDNO 132kV: HV Site Specific Band 2 |  | 0 | 0.057 | 0 | 0 | 0 | 2.73 | 2.73 | 0.07
LDNO 132kV: HV Site Specific Band 3 |  | 0 | 0.078 | 0 | 0 | 0 | 2.73 | 2.73 | 0.07
LDNO 132kV: HV Site Specific Band 4 |  | 0 | 0.062 | 0 | 0 | 0 | 2.73 | 2.73 | 0.07
LDNO 132kV: Unmetered Supplies |  | 0, 1 or 8 | 6.567 | 0.536 | 0.075
LDNO 132kV: LV Generation Aggregated |  | 0, 8 | -1.816 | -0.214 | -0.016 | 0
LDNO 132kV: LV Sub Generation Aggregated |  | 0 | -1.651 | -0.197 | -0.014 | 0
LDNO 132kV: LV Generation Site Specific |  | 0 | -1.816 | -0.214 | -0.016 | 0 |  |  | 0.128
LDNO 132kV: LV Sub Generation Site Specific |  | 0 | -1.651 | -0.197 | -0.014 | 0 |  |  | 0.111
LDNO 132kV: HV Generation Site Specific |  | 0 | -1.402 | -0.179 | -0.01 | 3.05 |  |  | 0.128
LDNO 0000: Domestic Aggregated or CT with Residual |  | 0, 1, 2 | 0.809 | 0.082 | 0 | 0
LDNO 0000: Domestic Aggregated (Related MPAN) |  | 2 | 0.824 | 0.097 | 0.007
LDNO 0000: Non-Domestic Aggregated or CT No Residual |  | 0, 3, 4, 5-8 | 0.638 | 0.075 | 0.006 | 0.39
LDNO 0000: Non-Domestic Aggregated or CT Band 1 |  | 0, 3, 4, 5-8 | 0.63 | 0.067 | 0 | 0
LDNO 0000: Non-Domestic Aggregated or CT Band 2 |  | 0, 3, 4, 5-8 | 0.574 | 0.011 | 0 | 0
LDNO 0000: Non-Domestic Aggregated or CT Band 3 |  | 0, 3, 4, 5-8 | 0.553 | 0 | 0 | 0
LDNO 0000: Non-Domestic Aggregated or CT Band 4 |  | 0, 3, 4, 5-8 | 0.526 | 0 | 0 | 0
LDNO 0000: Non-Domestic Aggregated (Related MPAN) |  | 4 | 0.638 | 0.075 | 0.006
LDNO 0000: LV Site Specific No Residual |  | 0 | 0.507 | 0.061 | 0.004 | 0.96 | 0.55 | 0.55 | 0.039
LDNO 0000: LV Site Specific Band 1 |  | 0 | 0.324 | 0.021 | 0.002 | 0.15 | 0.55 | 0.55 | 0.039
LDNO 0000: LV Site Specific Band 2 |  | 0 | 0.32 | 0.021 | 0.002 | 0.15 | 0.55 | 0.55 | 0.039
LDNO 0000: LV Site Specific Band 3 |  | 0 | 0.316 | 0.021 | 0.002 | 0.15 | 0.55 | 0.55 | 0.039
LDNO 0000: LV Site Specific Band 4 |  | 0 | 0.311 | 0.021 | 0.002 | 0.15 | 0.55 | 0.55 | 0.039
LDNO 0000: LV Sub Site Specific No Residual |  | 0 | 0.451 | 0.058 | 0.003 | 1.17 | 1 | 1 | 0.033
LDNO 0000: LV Sub Site Specific Band 1 |  | 0 | 0.186 | 0 | 0 | 0 | 1 | 1 | 0.033
LDNO 0000: LV Sub Site Specific Band 2 |  | 0 | 0.18 | 0 | 0 | 0 | 1 | 1 | 0.033
LDNO 0000: LV Sub Site Specific Band 3 |  | 0 | 0.174 | 0 | 0 | 0 | 1 | 1 | 0.033
LDNO 0000: LV Sub Site Specific Band 4 |  | 0 | 0.167 | 0 | 0 | 0 | 1 | 1 | 0.033
LDNO 0000: HV Site Specific No Residual |  | 0 | 0.371 | 0.047 | 0.003 | 13.75 | 1.13 | 1.13 | 0.029
LDNO 0000: HV Site Specific Band 1 |  | 0 | 0.045 | 0 | 0 | 0 | 1.13 | 1.13 | 0.029
LDNO 0000: HV Site Specific Band 2 |  | 0 | 0.024 | 0 | 0 | 0 | 1.13 | 1.13 | 0.029
LDNO 0000: HV Site Specific Band 3 |  | 0 | 0.032 | 0 | 0 | 0 | 1.13 | 1.13 | 0.029
LDNO 0000: HV Site Specific Band 4 |  | 0 | 0.025 | 0 | 0 | 0 | 1.13 | 1.13 | 0.029
LDNO 0000: Unmetered Supplies |  | 0, 1 or 8 | 2.719 | 0.222 | 0.031
LDNO 0000: LV Generation Aggregated |  | 0, 8 | -0.752 | -0.088 | -0.007 | 0
LDNO 0000: LV Sub Generation Aggregated |  | 0 | -0.684 | -0.082 | -0.006 | 0
LDNO 0000: LV Generation Site Specific |  | 0 | -0.752 | -0.088 | -0.007 | 0 |  |  | 0.053
LDNO 0000: LV Sub Generation Site Specific |  | 0 | -0.684 | -0.082 | -0.006 | 0 |  |  | 0.046
LDNO 0000: HV Generation Site Specific |  | 0 | -0.581 | -0.074 | -0.004 | 1.26 |  |  | 0.053

## Annex 5 LLFs
Back to Overview
This table has intentionally been left blank. The line loss factors that are approved by the BSC Panel for the applicable year and consequently published on the Elexon website will take precedence and be used in Settlement. This annex will be re-published once these values are available.
Fulcrum Electricity Assets Ltd - GSP_C - Illustrative LLFs for year beginning 1 April 2027
Time periods |  | Period 1 | Period 2 | Period 3 | Period 4 | Period 5
|  | Winter Peak | Summer Peak | Winter Shoulder | Night | Other
Monday to Friday November to February |  | 16:00 - 20:00 |  | 07:00 - 16:00
Monday to Friday June to August |  |  | 07:00 - 20:00
Monday to Friday March |  |  |  | 07:00 - 20:00
All Year |  |  |  |  | 00:00 - 07:00 | All Other Times
Notes |  | All the above times are in UK Clock time
Generic demand and generation LLFs
Metered voltage, respective periods and associated LLFCs/DUoS Tariff IDs
Metered voltage | Period 1 | Period 2 | Period 3 | Period 4 | Period 5 | Associated LLFC/DUoS Tariff ID
Low-voltage network
Low-voltage substation
High-voltage network
High-voltage substation
33kV generic
132kV generic
EHV site specific LLFs
Demand
Site | Period 1 | Period 2 | Period 3 | Period 4 | Period 5 | Associated LLFC/DUoS Tariff ID
Site 1
Site 2
Site 3
Site 4
Site 5
EHV site specific LLFs
Generation
Site | Period 1 | Period 2 | Period 3 | Period 4 | Period 5 | Associated LLFC/DUoS Tariff ID
Site 1
Site 2
Site 3
Site 4
Site 5
CVA site specific LLFs
Site | Period 1 | Period 2 | Period 3 | Period 4 | Period 5 | MSID
Site 1
Site 2
Site 3
Site 4
Site 5

## Annex 6 New or Amended EHV
Back to Overview |  |  | Note: The DNO reserves the right to apply the listed charges to any other MPANs/MSIDs associated with the site. This includes reallocating charges to a traded MPAN at the same site where another MPAN has been disconnected or de-energised. If sites appear in both Annex 2 and Annex 6, the charges in Annex 6 take precedence. Where an existing Designated EHV Property is modified and energised in the charging year, we may revise the EDCM charges for the modified Designated EHV Property.
Annex 6 - Charges for New or Amended Designated EHV Properties
Fulcrum Electricity Assets Ltd - GSP_C - Effective from 1 April 2027 - Final new designated EHV charges
Effective from date | Import Unique Identifier | LLFC/ DUoS Tariff ID | Import MPANs/MSIDs | Export Unique Identifier | LLFC/ DUoS Tariff ID | Export MPANs/MSIDs | Name | Residual Charging Band | Import Super Red unit charge (p/kWh) | Import fixed charge (p/day) | Import capacity charge (p/kVA/day) | Import exceeded capacity charge (p/kVA/day) | Export Super Red unit charge (p/kWh) | Export fixed charge (p/day) | Export capacity charge (p/kVA/day) | Export exceeded capacity charge (p/kVA/day)
Fulcrum Electricity Assets Ltd - GSP_C - Effective from 1 April 2027 - Final new designated EHV line loss factors
Effective from date | Import Unique Identifier | LLFC/ DUoS Tariff ID | Import MPANs/MSIDs | Export Unique Identifier | LLFC/ DUoS Tariff ID | Export MPANs/MSIDs | Name | Residual Charging Band | Import LLF period 1 | Import LLF period 2 | Import LLF period 3 | Import LLF period 4 | Import LLF period 5 | Export LLF period 1 | Export LLF period 2 | Export LLF period 3 | Export LLF period 4 | Export LLF period 5

## Annex 7 Pass-Through Costs
Back to Overview
Fulcrum Electricity Assets Ltd - GSP_C - Effective from 1 April 2027 - Final Supplier of Last Resort and Eligible Bad Debt Pass-Through Costs
Tariff name | Open LLFCs/ DUoS Tariff IDs / LDNO unique billing identifier | PCs | Supplier of Last Resort Fixed charge adder* p/MPAN/day | Eligible Bad Debt Fixed charge adder** p/MPAN/day
Domestic Aggregated or CT with Residual | C01, C02, C1L, C2H | 0, 1, 2 | 0 | 0
Non-Domestic Aggregated or CT No Residual | C31, C32, C3L, C3H | 0, 3, 4, 5-8 |  | 0
Non-Domestic Aggregated or CT Band 1 | 1C1, 1C2, 1CL, 1CH | 0, 3, 4, 5-8 |  | 0
Non-Domestic Aggregated or CT Band 2 | 2C1, 2C2, 2CL, 2CH | 0, 3, 4, 5-8 |  | 0
Non-Domestic Aggregated or CT Band 3 | 3C1, 3C2, 3CL, 3CH | 0, 3, 4, 5-8 |  | 0
Non-Domestic Aggregated or CT Band 4 | 4C1, 4C2, 4CL, 4CH | 0, 3, 4, 5-8 |  | 0
LV Site Specific No Residual | 5C1, 5C2 | 0 |  | 0
LV Site Specific Band 1 | 6C1, 6C2 | 0 |  | 0
LV Site Specific Band 2 | 7C1, 7C2 | 0 |  | 0
LV Site Specific Band 3 | 8C1, 8C2 | 0 |  | 0
LV Site Specific Band 4 | 9C1, 9C2 | 0 |  | 0
LV Sub Site Specific No Residual | 2C | 0 |  | 0
LV Sub Site Specific Band 1 | 12C | 0 |  | 0
LV Sub Site Specific Band 2 | 22C | 0 |  | 0
LV Sub Site Specific Band 3 | 32C | 0 |  | 0
LV Sub Site Specific Band 4 | 42C | 0 |  | 0
HV Site Specific No Residual | 52C | 0 |  | 0
HV Site Specific Band 1 | 62C | 0 |  | 0
HV Site Specific Band 2 | 72C | 0 |  | 0
HV Site Specific Band 3 | 82C | 0 |  | 0
HV Site Specific Band 4 | 92C | 0 |  | 0
LDNO LV: Domestic Aggregated or CT with Residual | C01, C1L | 0, 1, 2 | 0 | 0
LDNO LV: Non-Domestic Aggregated or CT No Residual | C31, C3L | 0, 3, 4, 5-8 |  | 0
LDNO LV: Non-Domestic Aggregated or CT Band 1 | 1C1, 1CL | 0, 3, 4, 5-8 |  | 0
LDNO LV: Non-Domestic Aggregated or CT Band 2 | 2C1, 2CL | 0, 3, 4, 5-8 |  | 0
LDNO LV: Non-Domestic Aggregated or CT Band 3 | 3C1, 3CL | 0, 3, 4, 5-8 |  | 0
LDNO LV: Non-Domestic Aggregated or CT Band 4 | 4C1, 4CL | 0, 3, 4, 5-8 |  | 0
LDNO LV: LV Site Specific No Residual | 5C1 | 0 |  | 0
LDNO LV: LV Site Specific Band 1 | 6C1 | 0 |  | 0
LDNO LV: LV Site Specific Band 2 | 7C1 | 0 |  | 0
LDNO LV: LV Site Specific Band 3 | 8C1 | 0 |  | 0
LDNO LV: LV Site Specific Band 4 | 9C1 | 0 |  | 0
LDNO HV: Domestic Aggregated or CT with Residual | C02, C2H | 0, 1, 2 | 0 | 0
LDNO HV: Non-Domestic Aggregated or CT No Residual | C32, C3H | 0, 3, 4, 5-8 |  | 0
LDNO HV: Non-Domestic Aggregated or CT Band 1 | 1C2, 1CH | 0, 3, 4, 5-8 |  | 0
LDNO HV: Non-Domestic Aggregated or CT Band 2 | 2C2, 2CH | 0, 3, 4, 5-8 |  | 0
LDNO HV: Non-Domestic Aggregated or CT Band 3 | 3C2, 3CH | 0, 3, 4, 5-8 |  | 0
LDNO HV: Non-Domestic Aggregated or CT Band 4 | 4C2, 4CH | 0, 3, 4, 5-8 |  | 0
LDNO HV: LV Site Specific No Residual | 5C2 | 0 |  | 0
LDNO HV: LV Site Specific Band 1 | 6C2 | 0 |  | 0
LDNO HV: LV Site Specific Band 2 | 7C2 | 0 |  | 0
LDNO HV: LV Site Specific Band 3 | 8C2 | 0 |  | 0
LDNO HV: LV Site Specific Band 4 | 9C2 | 0 |  | 0
LDNO HV: LV Sub Site Specific No Residual | 2C | 0 |  | 0
LDNO HV: LV Sub Site Specific Band 1 | 12C | 0 |  | 0
LDNO HV: LV Sub Site Specific Band 2 | 22C | 0 |  | 0
LDNO HV: LV Sub Site Specific Band 3 | 32C | 0 |  | 0
LDNO HV: LV Sub Site Specific Band 4 | 42C | 0 |  | 0
LDNO HV: HV Site Specific No Residual | 52C | 0 |  | 0
LDNO HV: HV Site Specific Band 1 | 62C | 0 |  | 0
LDNO HV: HV Site Specific Band 2 | 72C | 0 |  | 0
LDNO HV: HV Site Specific Band 3 | 82C | 0 |  | 0
LDNO HV: HV Site Specific Band 4 | 92C | 0 |  | 0
LDNO HVplus: Domestic Aggregated or CT with Residual |  | 0, 1, 2 | 0 | 0
LDNO HVplus: Non-Domestic Aggregated or CT No Residual |  | 0, 3, 4, 5-8 |  | 0
LDNO HVplus: Non-Domestic Aggregated or CT Band 1 |  | 0, 3, 4, 5-8 |  | 0
LDNO HVplus: Non-Domestic Aggregated or CT Band 2 |  | 0, 3, 4, 5-8 |  | 0
LDNO HVplus: Non-Domestic Aggregated or CT Band 3 |  | 0, 3, 4, 5-8 |  | 0
LDNO HVplus: Non-Domestic Aggregated or CT Band 4 |  | 0, 3, 4, 5-8 |  | 0
LDNO HVplus: LV Site Specific No Residual |  | 0 |  | 0
LDNO HVplus: LV Site Specific Band 1 |  | 0 |  | 0
LDNO HVplus: LV Site Specific Band 2 |  | 0 |  | 0
LDNO HVplus: LV Site Specific Band 3 |  | 0 |  | 0
LDNO HVplus: LV Site Specific Band 4 |  | 0 |  | 0
LDNO HVplus: LV Sub Site Specific No Residual |  | 0 |  | 0
LDNO HVplus: LV Sub Site Specific Band 1 |  | 0 |  | 0
LDNO HVplus: LV Sub Site Specific Band 2 |  | 0 |  | 0
LDNO HVplus: LV Sub Site Specific Band 3 |  | 0 |  | 0
LDNO HVplus: LV Sub Site Specific Band 4 |  | 0 |  | 0
LDNO HVplus: HV Site Specific No Residual |  | 0 |  | 0
LDNO HVplus: HV Site Specific Band 1 |  | 0 |  | 0
LDNO HVplus: HV Site Specific Band 2 |  | 0 |  | 0
LDNO HVplus: HV Site Specific Band 3 |  | 0 |  | 0
LDNO HVplus: HV Site Specific Band 4 |  | 0 |  | 0
LDNO EHV: Domestic Aggregated or CT with Residual |  | 0, 1, 2 | 0 | 0
LDNO EHV: Non-Domestic Aggregated or CT No Residual |  | 0, 3, 4, 5-8 |  | 0
LDNO EHV: Non-Domestic Aggregated or CT Band 1 |  | 0, 3, 4, 5-8 |  | 0
LDNO EHV: Non-Domestic Aggregated or CT Band 2 |  | 0, 3, 4, 5-8 |  | 0
LDNO EHV: Non-Domestic Aggregated or CT Band 3 |  | 0, 3, 4, 5-8 |  | 0
LDNO EHV: Non-Domestic Aggregated or CT Band 4 |  | 0, 3, 4, 5-8 |  | 0
LDNO EHV: LV Site Specific No Residual |  | 0 |  | 0
LDNO EHV: LV Site Specific Band 1 |  | 0 |  | 0
LDNO EHV: LV Site Specific Band 2 |  | 0 |  | 0
LDNO EHV: LV Site Specific Band 3 |  | 0 |  | 0
LDNO EHV: LV Site Specific Band 4 |  | 0 |  | 0
LDNO EHV: LV Sub Site Specific No Residual |  | 0 |  | 0
LDNO EHV: LV Sub Site Specific Band 1 |  | 0 |  | 0
LDNO EHV: LV Sub Site Specific Band 2 |  | 0 |  | 0
LDNO EHV: LV Sub Site Specific Band 3 |  | 0 |  | 0
LDNO EHV: LV Sub Site Specific Band 4 |  | 0 |  | 0
LDNO EHV: HV Site Specific No Residual |  | 0 |  | 0
LDNO EHV: HV Site Specific Band 1 |  | 0 |  | 0
LDNO EHV: HV Site Specific Band 2 |  | 0 |  | 0
LDNO EHV: HV Site Specific Band 3 |  | 0 |  | 0
LDNO EHV: HV Site Specific Band 4 |  | 0 |  | 0
LDNO 132kV/EHV: Domestic Aggregated or CT with Residual |  | 0, 1, 2 | 0 | 0
LDNO 132kV/EHV: Non-Domestic Aggregated or CT No Residual |  | 0, 3, 4, 5-8 |  | 0
LDNO 132kV/EHV: Non-Domestic Aggregated or CT Band 1 |  | 0, 3, 4, 5-8 |  | 0
LDNO 132kV/EHV: Non-Domestic Aggregated or CT Band 2 |  | 0, 3, 4, 5-8 |  | 0
LDNO 132kV/EHV: Non-Domestic Aggregated or CT Band 3 |  | 0, 3, 4, 5-8 |  | 0
LDNO 132kV/EHV: Non-Domestic Aggregated or CT Band 4 |  | 0, 3, 4, 5-8 |  | 0
LDNO 132kV/EHV: LV Site Specific No Residual |  | 0 |  | 0
LDNO 132kV/EHV: LV Site Specific Band 1 |  | 0 |  | 0
LDNO 132kV/EHV: LV Site Specific Band 2 |  | 0 |  | 0
LDNO 132kV/EHV: LV Site Specific Band 3 |  | 0 |  | 0
LDNO 132kV/EHV: LV Site Specific Band 4 |  | 0 |  | 0
LDNO 132kV/EHV: LV Sub Site Specific No Residual |  | 0 |  | 0
LDNO 132kV/EHV: LV Sub Site Specific Band 1 |  | 0 |  | 0
LDNO 132kV/EHV: LV Sub Site Specific Band 2 |  | 0 |  | 0
LDNO 132kV/EHV: LV Sub Site Specific Band 3 |  | 0 |  | 0
LDNO 132kV/EHV: LV Sub Site Specific Band 4 |  | 0 |  | 0
LDNO 132kV/EHV: HV Site Specific No Residual |  | 0 |  | 0
LDNO 132kV/EHV: HV Site Specific Band 1 |  | 0 |  | 0
LDNO 132kV/EHV: HV Site Specific Band 2 |  | 0 |  | 0
LDNO 132kV/EHV: HV Site Specific Band 3 |  | 0 |  | 0
LDNO 132kV/EHV: HV Site Specific Band 4 |  | 0 |  | 0
LDNO 132kV: Domestic Aggregated or CT with Residual |  | 0, 1, 2 | 0 | 0
LDNO 132kV: Non-Domestic Aggregated or CT No Residual |  | 0, 3, 4, 5-8 |  | 0
LDNO 132kV: Non-Domestic Aggregated or CT Band 1 |  | 0, 3, 4, 5-8 |  | 0
LDNO 132kV: Non-Domestic Aggregated or CT Band 2 |  | 0, 3, 4, 5-8 |  | 0
LDNO 132kV: Non-Domestic Aggregated or CT Band 3 |  | 0, 3, 4, 5-8 |  | 0
LDNO 132kV: Non-Domestic Aggregated or CT Band 4 |  | 0, 3, 4, 5-8 |  | 0
LDNO 132kV: LV Site Specific No Residual |  | 0 |  | 0
LDNO 132kV: LV Site Specific Band 1 |  | 0 |  | 0
LDNO 132kV: LV Site Specific Band 2 |  | 0 |  | 0
LDNO 132kV: LV Site Specific Band 3 |  | 0 |  | 0
LDNO 132kV: LV Site Specific Band 4 |  | 0 |  | 0
LDNO 132kV: LV Sub Site Specific No Residual |  | 0 |  | 0
LDNO 132kV: LV Sub Site Specific Band 1 |  | 0 |  | 0
LDNO 132kV: LV Sub Site Specific Band 2 |  | 0 |  | 0
LDNO 132kV: LV Sub Site Specific Band 3 |  | 0 |  | 0
LDNO 132kV: LV Sub Site Specific Band 4 |  | 0 |  | 0
LDNO 132kV: HV Site Specific No Residual |  | 0 |  | 0
LDNO 132kV: HV Site Specific Band 1 |  | 0 |  | 0
LDNO 132kV: HV Site Specific Band 2 |  | 0 |  | 0
LDNO 132kV: HV Site Specific Band 3 |  | 0 |  | 0
LDNO 132kV: HV Site Specific Band 4 |  | 0 |  | 0
LDNO 0000: Domestic Aggregated or CT with Residual |  | 0, 1, 2 | 0 | 0
LDNO 0000: Non-Domestic Aggregated or CT No Residual |  | 0, 3, 4, 5-8 |  | 0
LDNO 0000: Non-Domestic Aggregated or CT Band 1 |  | 0, 3, 4, 5-8 |  | 0
LDNO 0000: Non-Domestic Aggregated or CT Band 2 |  | 0, 3, 4, 5-8 |  | 0
LDNO 0000: Non-Domestic Aggregated or CT Band 3 |  | 0, 3, 4, 5-8 |  | 0
LDNO 0000: Non-Domestic Aggregated or CT Band 4 |  | 0, 3, 4, 5-8 |  | 0
LDNO 0000: LV Site Specific No Residual |  | 0 |  | 0
LDNO 0000: LV Site Specific Band 1 |  | 0 |  | 0
LDNO 0000: LV Site Specific Band 2 |  | 0 |  | 0
LDNO 0000: LV Site Specific Band 3 |  | 0 |  | 0
LDNO 0000: LV Site Specific Band 4 |  | 0 |  | 0
LDNO 0000: LV Sub Site Specific No Residual |  | 0 |  | 0
LDNO 0000: LV Sub Site Specific Band 1 |  | 0 |  | 0
LDNO 0000: LV Sub Site Specific Band 2 |  | 0 |  | 0
LDNO 0000: LV Sub Site Specific Band 3 |  | 0 |  | 0
LDNO 0000: LV Sub Site Specific Band 4 |  | 0 |  | 0
LDNO 0000: HV Site Specific No Residual |  | 0 |  | 0
LDNO 0000: HV Site Specific Band 1 |  | 0 |  | 0
LDNO 0000: HV Site Specific Band 2 |  | 0 |  | 0
LDNO 0000: HV Site Specific Band 3 |  | 0 |  | 0
LDNO 0000: HV Site Specific Band 4 |  | 0 |  | 0
*Supplier of Last Resort pass-through costs allocated to all domestic tariffs with a fixed charge (including LDNO)
**Eligible Bad Debt pass-through costs allocated to all metered demand tariffs (including LDNO)

## Nodal prices
Back to Overview
Fulcrum Electricity Assets Ltd - GSP_C - Effective from 1 April 2027 - Final Nodal/Zonal charges
Node/Zone ID | Geographical name | Local charge 1 £/kVA | Remote charge 1 £/kVA
ABPA51 | Aberdeen Pl A 11kV | 5.21 | 0.0032557
ABPA52 | Aberdeen Pl A 11kV | 0.34982 | -0.00029296
ABPB51 | Aberdeen Pl B 11kV | 2.3838 | -0.00018123
ACTL81 | Acton Lane 22kV | 0 | 0
AMBL51 | Amberley Rd 11kV | 0 | 0.0097971
AMBL52 | Amberley Rd 11kV | 0 | 0.0058945
AXES51 | Axe St 11kV | 3.0752 | 11.2893
AXES52 | Axe St 11kV | 3.0933 | 8.8409
BACA51 | Back Hill A 11kV | 0.063058 | 0.17994
BACA52 | Back Hill A 11kV | 1.4701 | 0.47189
BANC51 | Bankside C 11kV | 0 | 1.1702
BANC52 | Bankside C 11kV | 0 | 1.1688
BANC53 | Bankside C 11kV | 0 | 1.1756
BANC54 | Bankside C 11kV | 0 | 1.1658
BAND81 | Bankside D 20kV | 0 | 1.7777
BAND82 | Bankside D 20kV | 0 | 1.1935
BARK11 | Barking 132kV GIS | 0 | -0.014321
BARW51 | Barking West 11kV | 3.1627 | 1.4433
BARW52 | Barking West 11kV | 1.5544 | 2.0148
BARW31 | Barking West 33kV | 0 | -0.00017939
BNSB71 | Barnes B 6.6kV | 0.074738 | 4.3913
BNSB72 | Barnes B 6.6kV | 0.022532 | 4.7765
BEEA51 | Beech St A 11kV | 0.16194 | 1.5541
BEEB51 | Beech St B 11kV | 0 | 0.060179
BEEB52 | Beech St B 11kV | 0 | 0.02716
BEEB53 | Beech St B 11kV | 0 | 0.0082741
BENR51 | Bengeworth Rd 11kV | 0.9874 | 3.9236
BENR52 | Bengeworth Rd 11kV | 0.84626 | 3.8908
BLHL51 | Blackhorse Lane 11kV | 6.3026 | 2.6391
BKWY51 | Blackwall Way 11kV | 0 | 0.014948
BKWY52 | Blackwall Way 11kV | 0 | 0.014897
BLOP71 | Bloomfield Place 6.6kV | 8.3695 | 0.055027
BLOP72 | Bloomfield Place 6.6kV | 8.239 | 0.94562
BOWS51 | Bow 11kV | 0 | 0.67115
BOWS52 | Bow 11kV | 0 | 0.42809
BRXB51 | Brixton B 11kV | 2.7224 | 8.1638
BRXB52 | Brixton B 11kV | 2.1106 | 8.3467
BROA51 | Broadway 11kV | 2.746 | 17.3815
BROA52 | Broadway 11kV | 3.3109 | 19.5766
BROS51 | Bromley South 11kV | 2.6897 | 2.0313
BROS52 | Bromley South 11kV | 1.0138 | 1.882
BULS51 | Bulwer St 11kV | 6.501 | 7.9206
BULS52 | Bulwer St 11kV | 7.3187 | 8.7411
BURL51 | Burlington Rd 11kV | 3.819 | 4.4265
BURL52 | Burlington Rd 11kV | 0.40294 | 4.0788
CALS51 | Calshot St 11kV | 0 | 0.0065058
CALS52 | Calshot St 11kV | 0 | 0.0041047
CARN51 | Carnaby St 11 kV | 0 | 7.5714
CARN52 | Carnaby St 11 kV | 0.30665 | 1.4637
CARC51 | Carnaby St C 11kV | 0.1532 | 6.9308
CARK51 | Carslake Rd 11kV | 4.6772 | 4.5789
CARK52 | Carslake Rd 11kV | 7.5073 | 4.4721
CHSL51 | Chislehurst 11kV | 3.1244 | 1.9802
CHSL52 | Chislehurst 11kV | 3.5698 | 1.9338
CHUR51 | Churchfields 11kV | 3.3958 | 4.3048
CHUR52 | Churchfields 11kV | 3.9619 | 4.778
CITB51 | City Rd B 11kV | 0 | 0.01036
CITB52 | City Rd B 11kV | 0 | 0.024639
CITB53 | City Rd B 11kV | 0 | 0.0036098
CITC51 | City Rd C 11kV | 0 | 0.00071467
CITC52 | City Rd C 11kV | 0 | 0.035234
CLAP51 | Clapham Park Rd 11kV | 3.3995 | 10.3775
CLAP52 | Clapham Park Rd 11kV | 3.3604 | 8.7584
CLAR51 | Clarks Rd B 11kV | 3.0341 | 10.5288
CLAR52 | Clarks Rd B 11kV | 3.0186 | 10.5123
CRAY51 | Crayford 11kV | 3.5897 | 7.9676
CRAY52 | Crayford 11kV | 3.6102 | 7.0846
DARA31 | Dartford Grid A 33kV | 3.7859 | 2.6288
DARB51 | Dartford Grid B 11kV | 5.3998 | 1.5576
DARB52 | Dartford Grid B 11kV | 5.4421 | 0.9898
DEPD51 | Deptford Grid 11kV | 0 | -0.39096
DEPD52 | Deptford Grid 11kV | 0 | -0.37409
DEPD53 | Deptford Grid 11kV | 0 | -0.35694
DERM51 | Dermody Rd 11kV | 2.2452 | 4.0768
DEVO51 | Devonshire Square 11kV | 0 | 0.040328
DEVO52 | Devonshire Square 11kV | 0 | 0.026296
DEVO53 | Devonshire Square 11kV | 0 | 0.011048
DUST51 | Duke St B 11kV | 0 | 0.062968
DUST52 | Duke St B 11kV | 0 | 0.090755
DUST53 | Duke St B 11kV | 0 | 0.045501
DKAV51 | Dukes Ave 11kV | 1.7511 | 3.9994
DURN51 | Durnsford Rd 11kV | 3.933 | 4.3736
DURN52 | Durnsford Rd 11kV | 3.8858 | 4.376
EBBR51 | Ebury Bridge 11kV | 0 | 0.64948
EBBR52 | Ebury Bridge 11kV | 0 | 0.3577
EBBR53 | Ebury Bridge 11kV | 0 | 0.3062
EDLC51 | Edwards Lane C 11kV | 2.8426 | 1.6131
EDLC52 | Edwards Lane C 11kV | 3.4099 | 1.1675
EDLC53 | Edwards Lane C 11kV | 1.8246 | 1.1543
ELTM51 | Eltham Grid 11kV | 3.3186 | 0.94855
ELTM52 | Eltham Grid 11kV | 3.9348 | 0.96008
ELHS51 | Eltham High St 11kV | 2.5075 | 4.0158
EPPN51 | Epping New Rd 11kV | 2.9648 | 6.3738
EPPN52 | Epping New Rd 11kV | 3.6651 | 6.1379
EITH51 | Erith 11kV | 0.34082 | 26.7399
EITH52 | Erith 11kV | 0.060607 | 22.3711
EXET51 | Exeter Rd 11kV | 5.5922 | 2.3496
EXET52 | Exeter Rd 11kV | 4.9261 | 2.2554
FAIR51 | Fairlop Rd 11kV | 2.7366 | 11.9297
FARJ51 | Farjeon Rd 11kV | 3.0769 | 5.6228
FARJ52 | Farjeon Rd 11kV | 3.1251 | 6.4677
FINA51 | Finsbury Mkt A 11kV | 0.82066 | 1.0598
FINA52 | Finsbury Mkt A 11kV | 0.065352 | 3.7865
FIND51 | Finsbury Mkt D 11kV | 0.33033 | 4.186
FINE51 | Finsbury Mkt E 11kV | 0 | 0.61237
FINE52 | Finsbury Mkt E 11kV | 0 | 0.15253
FINE53 | Finsbury Mkt E 11kV | 0 | 0.60283
FISB51 | Fisher St B 11kV | 0 | 2.4377
FISB52 | Fisher St B 11kV | 0 | 1.1698
FORE51 | Forest Hill 11kV | 1.5377 | 5.7064
FULC51 | Fulham Palace Rd C 11kV | -0.00017028 | -0.41826
FULC52 | Fulham Palace Rd C 11kV | 0.00016669 | 0.21074
FULC53 | Fulham Palace Rd C 11kV | 0.00011409 | 0.2065
GEST51 | Georgiana St 11kV | 0 | 0.17773
GEST52 | Georgiana St 11kV | 0 | 0.082591
GEST53 | Georgiana St 11kV | 0 | 0.021547
GIBR51 | Gibbons Rd 11kV | -0.00012077 | -0.00092679
GIBR52 | Gibbons Rd 11kV | -0.00011799 | -0.27261
GIBR53 | Gibbons Rd 11kV | 0.0001106 | 0.24174
GLAU51 | Glaucus St 11kV | 3.1008 | 2.877
GORR51 | Gorringe Park 11kV | 3.0069 | 4.1992
GORR52 | Gorringe Park 11kV | 3.2046 | 4.19
GROL51 | Grove Lodge 11kV | 3.8337 | 10.2644
GROL52 | Grove Lodge 11kV | 3.8422 | 10.333
HACC71 | Hackney C 6.6kV | 0.39907 | 0.87236
HACC72 | Hackney C 6.6kV | 0.09748 | 0.87611
HACC73 | Hackney C 6.6kV | 0.083931 | 0.88284
HATR51 | Hatchard Rd 11kV | 4.4364 | 16.7005
HATR52 | Hatchard Rd 11kV | 6.0607 | 21.2192
HEAR51 | Hearn St 11kV | 1.7225 | 3.4717
HEAR52 | Hearn St 11kV | 0.017982 | 1.6787
HOLW51 | Holloway 11kV | 0 | 0.22128
HOLW52 | Holloway 11kV | 0 | 0.17459
HURS11 | Hurst 132kV | 0 | 0.93146
HYPA51 | Hyde Park Estate A 11kV | 5.1915 | 7.7128
HYPA52 | Hyde Park Estate A 11kV | 5.6318 | 10.3363
HYPB51 | Hyde Park Estate B 11kV | 4.9281 | 8.9576
HYPB52 | Hyde Park Estate B 11kV | 6.1566 | 9.1079
IMPC71 | Imperial College 6.6kV | 5.5129 | 25.4331
IMPC72 | Imperial College 6.6kV | 2.1445 | 20.8663
KIMB51 | Kimberley Rd B 11kV | 2.2904 | 7.524
KIMB52 | Kimberley Rd B 11kV | 3.2426 | 15.662
KHWK51 | King Henry's Walk 11kV | 2.2133 | 1.2349
KHWK52 | King Henry's Walk 11kV | 0.70819 | 1.2404
KGYA51 | Kings Yard A 11kV | 0 | 0.11369
KGYA52 | Kings Yard A 11kV | 0 | 0.072708
KGYB51 | Kings Yard B 11kV | 0 | 0.0009028
KITO11 | Kingston (SEEB) 132kV | 0.0065361 | 0
KITO12 | Kingston (SEEB) 132kV | -0.0045374 | 0
KWAY51 | Kingsway 11kV | 2.4641 | 6.5126
KWAY52 | Kingsway 11kV | 2.1345 | 6.2467
LEIR31 | Leicester Rd 33kV | 1.3798 | 0.10557
LESQ51 | Leicester Sq 11kV | 0 | 0.28523
LESQ52 | Leicester Sq 11kV | 0 | 0.29637
LESQ53 | Leicester Sq 11kV | 0 | 0.2583
LEYB51 | Ley St B 11kV | 3.3708 | 6.0639
LEYB52 | Ley St B 11kV | 3.3599 | 4.0536
LIMA51 | Limeburner Ln 11kV | 0 | 0.8715
LIMA52 | Limeburner Ln 11kV | 0 | 0.82177
LIMA53 | Limeburner Ln 11kV | 0 | 0.82335
LITA51 | Lithos Rd A 11kV | 3.7317 | 17.3684
LITA52 | Lithos Rd A 11kV | 6.2833 | 29.0909
LITB11 | Littlebrook 132kV GIS | 0 | 0
LOMD51 | Lombard Rd B 11kV | 5.724 | 4.318
LOMD52 | Lombard Rd B 11kV | 7.2715 | 4.3016
LONG51 | Longford St B 11kV | 0 | 2.1789
LONG52 | Longford St B 11kV | 0 | 2.0112
LONG53 | Longford St B 11kV | 0 | 2.036
BREN81 | LPN 0001 | 0 | 0
GRFD81 | LPN 0002 | 0 | 0
PARL81 | LPN 0003 | 0 | 0
NMRD51 | LPN 0004 | 0 | -0.0078058
NUTM51 | LPN 0006 | 0 | 0.014701
BECS31 | LPN 0007 | 0 | 0
CRSN31 | LPN 0009 | 0.010954 | 0
HOXT31 | LPN 0010 | 0 | 0
CANS51 | LPN 0011 | 0 | 0.018852
MANS81 | LPN 0012 | 0 | 0.010248
CHAX71 | LPN 0013 | 0 | 1.8179
BDGE31 | LPN 0014 | 0.41812 | 0.94166
BDGW31 | LPN 0015 | 0.41813 | 0.94171
GSST31 | LPN 0016 | 0.41832 | 0.9417
LEAW31 | LPN 0017 | 0.43443 | 0.90334
LEAE31 | LPN 0018 | 0.43463 | 0.91484
FENE31 | LPN 0019 | 0.44079 | 1.1898
MARK31 | LPN 0020 | 0.43874 | 1.0626
CHAT51 | LPN 0021 | 0.16194 | 1.5541
CHAT52 | LPN 0021 | 0 | 1.3589
BWNR81 | LPN 0022 | 0 | 0.036889
BOWC51 | LPN 0023 | 0 | 0.42769
BOWC52 | LPN 0023 | 0 | 0.4277
BOWC53 | LPN 0023 | 0 | 0.66958
BOWC54 | LPN 0023 | 0 | 0.66961
CHSB31 | LPN 0024 | 0.2945 | 0.57323
CANE31 | LPN 0026 | 0.00020951 | -0.92468
CHAP81 | LPN 0030 | 0 | -0.0002726
FENW31 | LPN 0031 | 0.44196 | 1.1807
BTPS31 | LPN 0032 | 0.43408 | 0.9289
BTPN31 | LPN 0033 | 0.4336 | 0.90012
CORA51 | LPN 0034 | 0 | 0.01385
STEN81 | LPN 0035 | 0 | 0
WHBR81 | LPN 0036 | 0 | 0.93703
WHBR82 | LPN 0036 | 0 | 0.93559
TAY5G1 | LPN 0038 | -0.00010154 | -0.044109
TAY5G2 | LPN 0038 | 9.9061e-05 | 0.13064
WISB81 | LPN 0040 | 0 | 0.14049
WISB82 | LPN 0040 | 0 | -0.21551
WILB51 | LPN 0041 | 0 | 0
LANW51 | LPN 0043 | 0 | 1.3969
LOTS81 | LPN 0044 | 0 | 0.0028575
WIMD31 | LPN 0045 | 0 | 0.86206
CSBS31 | LPN 0046 | 0.4426 | 0.94217
CSBN31 | LPN 0047 | 0.44326 | 0.97949
QVSN31 | LPN 0048 | 0.41871 | 0.98895
QSBS31 | LPN 0049 | 0.44358 | 0.94767
WORE31 | LPN 0050 | 0.36537 | 0.99437
WORW31 | LPN 0051 | 0.36535 | 0.99435
LWAN31 | LPN 0052 | 0.36744 | 0.99477
LWAS31 | LPN 0053 | 0.36744 | 0.99477
LWBN31 | LPN 0054 | 0.3674 | 0.99477
LWBS31 | LPN 0055 | 0.36735 | 0.99477
LMSE31 | LPN 0057 | 0.4371 | 0.93717
FENS31 | LPN 0059 | 0.43636 | 0.93099
LMSN31 | LPN 0060 | 0.43766 | 0.94799
PYPT31 | LPN 0061 | 0.41815 | 0.94128
KIRT51 | LPN 0062 | 1.0843e-06 | 6.1952
FENN31 | LPN 0064 | 0.43655 | 0.93436
BISW31 | LPN 0065 | 0.43324 | 0.89157
BISE31 | LPN 0066 | 0.43221 | 0.87681
LLCR81 | LPN 0067 | 0 | 0.014741
WKST31 | LPN 0068 | 0.1895 | 0.98728
WKST32 | LPN 0068 | 0.1895 | 0.98728
THAM31 | LPN 0069 | 2.7441e-06 | -0.00033363
THAM32 | LPN 0069 | 2.7441e-06 | -0.00033363
MOFE31 | LPN 0070 | 0.36711 | 0.99469
MOFW31 | LPN 0071 | 0.36684 | 0.99467
LEAD31 | LPN 0072 | 0.49105 | 0.98954
MERT51 | Merton 11kV | 2.4657 | 5.6174
MERT52 | Merton 11kV | 2.7733 | 4.9994
MONB51 | Montford Place B 11kV | 3.075 | 14.2419
MONB52 | Montford Place B 11kV | 0.0099155 | 9.3424
MONB53 | Montford Place B 11kV | 1.1805 | 15.0408
MONB54 | Montford Place B 11kV | 0.002208 | 6.9599
MORT51 | Moreton Street 11kV | 0 | 0.80556
MORT52 | Moreton Street 11kV | 1.3867 | 12.1598
MORT53 | Moreton Street 11kV | 1.1193 | 13.0004
MOSW71 | Moscow Rd 6.6kV | 3.7348 | 15.7719
MOSW72 | Moscow Rd 6.6kV | 2.9136 | 15.9819
NECK51 | Neckinger 11kV | 3.4531 | 3.4675
NECK52 | Neckinger 11kV | 1.2363 | 4.4176
NELN51 | Nelson St 11kV | 4.1242 | 15.4764
NEWB51 | Newington House B 11kV | 0 | 3.1119
NEWB52 | Newington House B 11kV | 0 | 2.6413
NORX51 | North Cross Rd 11kV | 2.4716 | 6.9719
OBRB51 | Old Brompton Rd B 11kV | 0 | 0.51516
OBRB52 | Old Brompton Rd B 11kV | 0 | 0.25527
OBRB53 | Old Brompton Rd B 11kV | 0 | 0.030988
OSCL51 | Old School Close 11kV | 0 | 0.015508
OSCL52 | Old School Close 11kV | 0 | 0.01511
OSBB51 | Osborn St B 11kV | 0 | -1.3929
OSBB52 | Osborn St B 11kV | 0 | -1.7757
OSBB53 | Osborn St B 11kV | 0 | -1.7441
PATE51 | Paternoster 11kV | 0 | 1.1824
PATE52 | Paternoster 11kV | 0.045844 | 1.5384
SEWL51 | Sewell Rd B 11kV | 2.7943 | 5.3606
SEWL52 | Sewell Rd B 11kV | 2.7796 | 5.3693
SHOD51 | Shorts Gdns 11kV | 0.25083 | 11.5476
SILB51 | Silvertown B 11kV | 5.8448 | 2.9194
SILB52 | Silvertown B 11kV | 2.4061 | 2.9031
SILB53 | Silvertown B 11kV | 1.008 | 3.0116
SIMP51 | Simpsons Road 11kV | 0 | 0.46126
SBAN51 | South Bank 11kV | 3.5253 | 0.0024387
SBAN52 | South Bank 11kV | 2.2087 | 0.0023913
STWR51 | Stewarts Rd 11kV | 0 | 0.0011003
STWR52 | Stewarts Rd 11kV | 0 | 0.00099169
SYDK51 | Sydenham Park 11kV | 1.6291 | 1.5067
SYDK52 | Sydenham Park 11kV | 1.0851 | 1.5663
TOOS51 | Tooley St 11kV | 0.24201 | -1.7251
TOWB51 | Townmead B 11kV | 0.31413 | 4.2285
TOWB52 | Townmead B 11kV | 0.31401 | 4.2961
TOWB53 | Townmead B 11kV | 0.078706 | 4.2367
TRIN51 | Trinity Crescent 11kV | 3.2937 | 4.2649
TRIN52 | Trinity Crescent 11kV | 3.9838 | 4.1804
VERR51 | Verney Rd 11kV | 3.9572 | 2.741
VERR52 | Verney Rd 11kV | 5.0396 | 2.2455
VICT71 | Victoria Gdns 6.6kV | 3.4335 | 8.7179
VICT72 | Victoria Gdns 6.6kV | 3.3679 | 10.3108
VISC51 | Victoria St 11kV | 0 | 0.52808
VISC52 | Victoria St 11kV | 0 | 0.43399
WANC51 | Wandsworth Central A 11kV | 6.6036 | 4.4015
WANC52 | Wandsworth Central A 11kV | 6.5797 | 4.403
WATR51 | Waterloo Rd 11kV | 4.1111 | 13.3011
WATR52 | Waterloo Rd 11kV | 5.3822 | 16.7667
WFCS51 | West Ferry Circus 11kV | 0 | 0.25456
WFCS52 | West Ferry Circus 11kV | 0 | 0.17003
WFCS53 | West Ferry Circus 11kV | 0 | 0.061191
WFCS54 | West Ferry Circus 11kV | 0 | 0.016525
WHAG51 | West Ham Grid 11kV | 0 | 0.09129
WHAG52 | West Ham Grid 11kV | 0 | 0.055506
WHAG53 | West Ham Grid 11kV | 0.11014 | 0.94282
WHAG54 | West Ham Grid 11kV | 0.08698 | 0.9423
WNOR51 | West Norwood 11kV | 3.2087 | 4.6227
WNOR52 | West Norwood 11kV | 3.6661 | 4.3041
WHSR51 | Whiston Rd 11kV | 2.3009 | 35.8552
WHSR52 | Whiston Rd 11kV | 1.4135 | 7.5239
WINL51 | Winlaton Rd 11kV | 2.3648 | 5.175
WINL52 | Winlaton Rd 11kV | 3.6184 | 6.3544
WDLN51 | Wood Lane 11kV | 0.02735 | -0.0006163
WDGR51 | Woodgrange Park 11kV | 1.7613 | 8.1442

## SSC unit rate lookup
Back to Overview
Standard Settlement Configuration Id | Standard Settlement Configuration Desc | Common Decode | Change implemented | Date | Comments
3 | 10-hour OP | A/R | Notes updated | 2019-06-10 | Updated to reflect DCP 268 which delinks all tariffs from the TPR bands
4 | 10-hour OP | A/R | Code 1 & 2 changed to A | 2019-06-10 | Updated to reflect DCP 268 which delinks all tariffs from the TPR bands
5 | 10-hour OP + w/e | A/R | Code O changed to A/R | 2019-06-10 | Updated to reflect DCP 268 which delinks all tariffs from the TPR bands
6 | 10.5-hour OP | A/R | Removed TPR | 2019-06-10 | Removed TPR lookup element as this no longer effects which rate to apply
7 | 10.5-hour OP | A/R
8 | 10.5-hour OP | A/R
9 | 10.5-hour OP | A/R
10 | 10.5-hour OP | A/R
11 | 10.5-hour OP | A/R
12 | 10.5-hour OP | A/R
13 | 11 Hour OP | A/R
15 | 11 Hour OP | A/R
16 | 11.5-hour OP | A/R
17 | 11.5-hour OP | A/R
18 | 11.5-hour OP | A/R
19 | 11.5-hour OP | A/R
20 | 11.5-hour OP | A/R
21 | 11.5-hour OP | A/R
22 | 11.5-hour OP | A/R
23 | 11-hour OP | A/R
24 | 11-hour OP | A/R
25 | 11-hour OP | A/R
26 | 11-hour OP | A/R
28 | 11-hour OP | A/R
29 | 11-hour OP | A/R
30 | 11-hour OP | A/R
31 | 11-hour OP | A/R
32 | 11-hour OP | A/R
33 | 11-hour OP | A/R
34 | 11-hour OP | A/R
35 | 11-hour OP | A/R
36 | 11-hour OP | A/R
37 | 11-hour OP | A/R
38 | 11-hour OP | A/R
39 | 11-hour OP | A/R
40 | 11.5-hour OP | A/R
41 | 8.5-hour OP | A/R
42 | 9-hour OP | A/R
43 | 9-hour OP | A/R
44 | 8.5-hour OP | A/R
45 | 11-hour OP + Summer | A/R
46 | 11-hour OP + w/e | A/R
47 | 11-hour OP + w/e & Summer | A/R
48 | 11-hour OP + weekends | A/R
49 | 11.5-hour OP | A/R
50 | 12-hour OP + w/e & Summer | A/R
51 | 12-hour night | A
52 | 12-hour OP | A/R
53 | 12-hour OP | A/R
55 | 12-hour OP | A/R
56 | 12-hour OP | A/R
57 | 12-hour OP | A/R
58 | Key Meter pseudo 2-rate | A
59 | 12-hour OP | A/R
60 | 12-hour OP | A/R
62 | 8-hour OP (see also SSC 427) | A
63 | 9-hour OP | A/R
64 | 12-hour OP | A/R
65 | 12-hour OP + Summer | A/R
66 | 12-hour OP + Summer | A/R
67 | 12.5-hour OP | A/R
71 | 12.5-hour OP | A/R
72 | 12.5-hour OP | A/R
73 | 12.5-hour OP | A/R
74 | 12.5-hour OP + Summer | A/R
75 | 12.5-hour OP + w/e | A/R
76 | 12.5-hour OP + w/e | A/R
77 | 12.5-hour OP + w/e | A/R
78 | 12.5-hour OP + w/e & Summer | A/R
79 | 14-hour E7 | A
80 | 14-hour Off Peak | A/R
81 | 14-hour OP + Sun | A/R
82 | 14.5-hour OP | A/R
83 | 14.5-hour OP | A/R
84 | 14.5-hour OP | A/R
85 | 14.5-hour OP | A/R
86 | 14.5-hour OP | A/R
87 | 14.5-hour OP | A/R
88 | 14.5-hour OP | A/R
91 | 14.5-hour OP + Summer | A/R
92 | 14.5-hour OP + Summer | A/R
93 | split 7-hour E7 | A
94 | 14.5-hour OP + Summer | A/R
95 | 14.5-hour OP + Summer | A/R
96 | 14.5-hour OP + Summer | A/R
97 | 14.5-hour OP + w/e | A/R
98 | 14.5-hour OP + w/e & Summer | A/R
99 | 15-hour OP | A/R
100 | 15-hour OP | A/R
101 | 15-hour OP + w/e & Summer | A/R
102 | 15-hour OP + w/e & Summer | A/R
103 | 15-hour OP + w/e & Summer | A/R
104 | 15.5-hour OP | A/R
105 | 15.5-hour OP | A/R
106 | 15.5-hour OP | A/R
107 | 15.5-hour OP | A/R
108 | 15.5-hour OP | A/R
109 | 15.5-hour OP | A/R
110 | 15.5-hour OP | A/R
111 | 15.5-hour OP + Summer | A/R
112 | 15.5-hour OP + w/e | A/R
113 | 15.5-hour OP + w/e | A/R
115 | 15.5-hour OP + w/e | A/R
116 | 15.5-hour OP + w/e | A/R
117 | 15.5-hour OP + w/e | A/R
118 | 15.5-hour OP + w/e & Summer | A/R
119 | 15.5-hour OP + w/e & Summer | A/R
120 | 9-hour OP | A/R
121 | 2-rate terms | A
122 | 2-rate SToD | A
123 | 2-rate variable SToD | A
124 | 2-rate variable SToD | A
125 | 2-rate variable SToD | A
126 | 7-hour E7 | A
127 | 3-rate SToD | A
128 | Dom/Non-dom Seasonal (link SSC 0342) | A
129 | 3-rate SToD | A
130 | 3-rate variable | A
131 | 3-rate variable | A
132 | 4-rate SToD | A
133 | 4-rate SToD | A
134 | 4-rate SToD | A
135 | 4-rate SToD | A
136 | 4-rate SToD | A
137 | 4-rate SToD | A
138 | 4-rate SToD | A
140 | split 7-hour E7 | A
141 | 5-rate SToD | A
142 | 5-rate SToD | A
143 | 15-hour OP | A/R
144 | 6-rate SToD | A
145 | 6-rate SToD | A
146 | 6-rate SToD | A
147 | 6-rate SToD | A
148 | 7-hour OP (see also SSC 0185) | A
149 | Smart 7, heating | A
150 | 7-hour E7 | A
151 | 7-hour E7 | A
152 | 7-hour E7 | A
153 | 7-hour E7 | A
154 | 7-hour E7 | A
155 | split 7-hour E7 | A/R
156 | 7-hour E7 | A
157 | 7-hour E7 | A
158 | 7-hour E7 | A
159 | 12-hour OP | A/R
160 | 7-hour E7 | A
161 | 7-hour E7 | A
162 | 7-hour E7 | A
163 | 7-hour E7 | A
164 | 7-hour E7 | A
165 | 7-hour E7 | A
166 | 7-hour E7 | A
167 | 7-hour E7 | A
168 | 7-hour E7 | A
169 | 7-hour E7 | A
170 | 7-hour E7 | A
171 | 7-hour E7 | A
172 | 7-hour E7 | A
173 | 7-hour E7 | A
174 | 7-hour E7 | A
175 | 7-hour E7 | A
176 | 7-hour E7 | A
177 | 7-hour E7 | A
178 | 7-hour E7 (Cornwall & def reinforcement) | A
179 | 7-hour E7 | A
180 | 7-hour E7 | A
181 | 7-hour E7 | A
182 | 7-hour E7 | A
183 | 7-hour E7 | A
184 | 7-hour E7 | A
185 | 7-hour E7 | A
186 | 7-hour E7 | A
187 | 7-hour E7 | A
188 | 7-hour E7 | A
189 | 7-hour E7 | A/R
190 | 7-hour E7 | A/R
191 | 7-hour E7 | A/R
192 | 7-hour E7 | A/R
193 | 7-hour E7 | A/R
194 | 7-hour E7 | A/R
195 | 7-hour E7 | A/R
196 | 7-hour E7 | A/R
197 | 7-hour E7 | A/R
198 | 7-hour E7 | A/R
199 | 7-hour E7 | A/R
201 | 7-hour E7 | A/R
202 | 7-hour E7 | A/R
203 | 7-hour E7 | A/R
204 | 7-hour E7 | A/R
205 | 7-hour E7 | A/R
206 | 7-hour E7 | A/R
207 | 7-hour E7 | A/R
208 | 7-hour E7 | A/R
209 | 7-hour E7 | A
210 | 7-hour E7 | A
211 | 7-hour E7 | A
212 | 7-hour E7 | A
213 | 7-hour E7 | A
214 | 7-hour E7 | A
215 | 7-hour E7 | A
216 | 7-hour E7 | A
217 | 7-hour E7 | A
218 | 7-hour E7 | A
219 | 7-hour E7 | A
220 | 7-hour E7 | A
221 | 7-hour E7 | A
222 | 7-hour E7 | A
223 | 7-hour E7 | A
224 | 7-hour E7 | A
225 | 7-hour E7 | A
226 | 7-hour E7 | A
227 | 7-hour E7 | A
228 | Supertariff heating | A/R
229 | Supertariff heating | A/R
230 | 7-hour E7 | A/R
231 | split 7-hour E7 | A
233 | split 7-hour E7 | A
234 | split 7-hour E7 | A
235 | split 7-hour E7 | A
236 | split 7-hour E7 | A
237 | split 7-hour E7 | A
238 | 7-hour E7 | A
241 | 7-hour E7 (differential switching) | A
242 | 7-hour night | A
243 | Key Meter pseudo 2-rate | A
244 | 7-hour E7 | A
245 | 7-hour night | A
246 | Economy 7 Day & Night | A
247 | 7-hour night | A
248 | 7-hour E7 | A
249 | 7-hour night | A
250 | 7-hour OP | A/R
251 | 7-hour OP | A/R
252 | 7-hour OP | A/R
253 | 7-hour OP | A/R
254 | 7-hour variable E7 (Menter B) | A
255 | 7-hour variable E7 (Menter A) | A
257 | 8-hour E7 | A
258 | 8-hour night | A
259 | 10-hour night | A
260 | 8-hour night | A/R
261 | 8-hour night | A
262 | 8-hour night | A
263 | 8-hour night | A
264 | 8-hour night | A
265 | 8-hour OP | A/R
266 | 8-hour OP | A/R
267 | 8-hour OP | A/R
268 | 8-hour OP | A/R
269 | 8-hour OP | A/R
270 | 8-hour OP | A/R
271 | 8-hour OP | A/R
272 | 8-hour OP | A/R
273 | 8-hour OP | A/R
274 | 8-hour OP | A/R
276 | 8-hour OP | A/R
277 | 8-hour OP + Summer | A/R
278 | 8-hour OP + w/e | A/R
279 | 8-hour OP + w/e & Summer | A/R
280 | 8-hour OP + weekends | A/R
281 | 9-hour night | A
283 | 9-hour night (differential switching) | A
284 | 9-hour OP | A/R
285 | 9-hour OP | A/R
286 | 9-hour OP + w/e | A/R
287 | Boiler | A/R
288 | Budget Warmth | A/R
289 | Budget Warmth | A/R
290 | Budget Warmth | A/R
291 | Budget Warmth | A/R
292 | Budget Warmth | A/R
297 | Budget Warmth | A/R
298 | Budget Warmth | A/R
299 | Budget Warmth | A/R
300 | Flexiheat Day/Evening/Weekend | A
301 | Flexiheat (weather) Day/Evening/Weekend | A
302 | Superdeal Day/Night | A
303 | Budget Warmth | A/R
304 | Budget Warmth | A/R
305 | Domestic heating tariff | A
306 | Domestic heating tariff | A
307 | Domestic heating tariff | A
308 | Domestic heating tariff | A
309 | Superdeal (weather) Day/Night | A
310 | E10 type 1 (general purpose) | A
312 | 7-hour OP (see also SSC 186) | A
313 | Domestic E9 A | A/R
314 | 13-hour OP | A/R
315 | Evening/night | A/R
316 | Evening/Weekend | A
317 | Evening/Weekend | A
318 | Evening/Weekend | A
319 | 12-hour Evening/Weekend | A
320 | Evening/Weekend | A
321 | Evening/Weekend | A
322 | Evening/Weekend | A
323 | Evening/Weekend | A
324 | Domestic E9 B | A
325 | Evening/Weekend E7 | A
326 | Evening/Weekend E7 | A
327 | Evening/Weekend E7 | A
328 | Evening/Weekend E7 | A
329 | Evening/Weekend E7 | A
330 | Evening/Weekend E7 | A
331 | Evening/Weekend E7 | A
332 | Evening/Weekend E7 | A/R
334 | 3-rate heating, (link SSC 0343) | A
335 | Grain Drying | A
336 | Grain drying | A/R
337 | Grain drying | A/R
338 | Heating | A
339 | Local Authority Heating | A/R
340 | Local Authority Heating | A/R
341 | Local Authority Heating | A/R
342 | Dom & Non-dom Seasonal (link SSC 0128) | A
343 | 3-rate heating, water heating | A
344 | 7-hour E7, Day + Night (link SSC 0345) | A
344 | 7-hour E7, Day + Night (link SSC 0345) | A/R
345 | 7-hour E7, Day + Night (link SSC 0344) | A
346 | Non-Standard OP (8+3 hour) | A/R
347 | Non-Standard OP | A/R
348 | Non-Standard OP | A/R
349 | 7-hour E7 | A
350 | Warmwise heating | A/R
351 | Flexiheat heating | A
352 | Flexiheat (weather) heating | A
353 | Superdeal heating | A
354 | 12-hour OP | A/R
355 | Smart 7, Day/Night | A
357 | split 10-hour Heatwise | A/R
358 | split 10-hour Heatwise | A/R
359 | split 10-hour Heatwise | A/R
360 | split 10-hour Heatwise | A/R
361 | split 10-hour Heatwise | A/R
362 | split 10-hour Heatwise | A/R
363 | split 10-hour Heatwise | A/R
364 | split 10-hour Heatwise | A/R
365 | split 10-hour Heatwise | A/R
366 | split 10-hour Heatwise | A/R
367 | split 10-hour Heatwise | A/R
368 | split 10-hour Heatwise | A/R
369 | split 10-hour Heatwise | A/R
370 | split 10-hour Heatwise | A/R
371 | split 10-hour Heatwise | A/R
372 | Evening/Weekend | A
373 | split 7-hour E7 | A
374 | split 7-hour E7 | A
375 | split 7-hour E7 | A
376 | split 7-hour E7 | A
377 | split 7-hour E7 | A
378 | split 7-hour E7 | A
380 | split 7-hour E7 | A
381 | split 7-hour E7 | A
382 | split 7-hour E7 | A
384 | 7-hour E7 | A
385 | split 7-hour E7 | A/R
386 | 9-hour OP | A/R
387 | 15.5-hour OP | A/R
388 | split 7-hour E7 | A/R
389 | 12.5-hour OP | A/R
390 | split 7-hour E7 | A
391 | Summer & Winter w/e | A/R
392 | Summer Unrestricted | A
393 | Unrestricted | A
394 | 10-hour night | A
395 | Warmwise Day/Night | A
396 | 2-rate SToD | A
397 | 9-hour heating | A
398 | 12-hour OP + w/e | A
399 | 15-hour OP + w/e | A/R
400 | 8-hour night | A
401 | E10 type 1(heating circuit) | A/R
403 | 12-hour night | A
404 | Redring Boiler (general purpose) | A
405 | Redring Boiler (heating circuit) | A/R
406 | Cyclocontrol 3 | A/R
407 | Cyclocontrol 4 | A/R
408 | Cyclocontrol 5 | A/R
409 | Cyclocontrol 6 | A/R
410 | Cyclocontrol 7 | A/R
411 | Cyclocontrol 8 | A/R
412 | Cyclocontrol 9 | A/R
413 | Cyclocontrol 10 | A/R
414 | Cyclocontrol 11 | A/R
415 | Cyclocontrol 12 | A/R
416 | Cyclocontrol 13 | A/R
417 | Cyclocontrol 14 | A/R
418 | Cyclocontrol 15 | A/R
419 | Cyclocontrol 16 | A/R
420 | Cyclocontrol 17 | A/R
421 | Cyclocontrol 18 | A/R
422 | Cyclocontrol 19 | A/R
423 | Cyclocontrol 20 | A/R
424 | Cyclocontrol 21 | A/R
425 | Superdeal (weather) heating | A
426 | 7-hour E7 | A
427 | Day/Night (White meter) | A
428 | Unmetered Type A ("flat" profile) | U
429 | Unmetered B ("dusk-to-dawn") | U
430 | Unmetered C ("half-night & pre-dawn") | U
431 | Unmetered D ("dawn-to-dusk") | U
432 | 7-hour E7 | A
434 | 12 Hour OP | A/R
435 | Domestic 3-rate heating | A
436 | 3-Rate Seasonal | A
437 | Lifestyle Tariff | A
439 | Split 7-hour E7 | A
440 | 3-rate ToW | A
441 | 4-rate SToD | A
442 | 7-hour E7 | A/R
443 | Evening/Weekend | A
444 | Evening/Weekend E7 | A
444 | Evening/Weekend E7 | A/R
445 | 7-hour variable E7 | A
446 | 7-hour variable E7 | A
447 | 7-hour OP | A
448 | 7-hour OP | A
449 | 7-hour OP | A
450 | 7-hour OP | A
451 | 7-hour OP | A
452 | 7-hour OP | A
453 | 7-hour OP | A
454 | 7-hour OP | A
455 | 7-hour OP | A
456 | 7-hour OP | A
459 | 7-hour OP | A
460 | 12 Hours OP | A/R
461 | 12 Hours OP | A/R
462 | 8 Hours OP | A/R
463 | 10.5 Hours OP | A/R
464 | Weekender Tariff (V1) | A
465 | Weekender Tariff (V2) | A
466 | Maximum Demand Register | A
467 | Maximum Demand Register | A
468 | Maximum Demand Register | A
469 | Maximum Demand Register | A
470 | Maximum Demand Register | A
473 | Economy 7 - all purpose tariff G63 | A
474 | split 7hr o/p | A/R
475 | Split 7hr E7 | A
476 | 14.5 hr o/p | A/R
477 | 14.5 hr o/p | A/R
478 | Evening/Weekend E7 | A
479 | Split 7-hour E7 | A
480 | Split 7-hour E7 | A
481 | Split 7-hour E7 | A
482 | Micro-PV Export Import Profile Class 1 | G
483 | Micro-PV Export Import Profile Class 2 | G
484 | Micro-PV Export Import Profile Class 3 | G
485 | Micro-PV Export Import Profile Class 4 | G
486 | Micro-PV Export Import Profile Class 5 | G
487 | Micro-PV Export Import Profile Class 6 | G
488 | Micro-PV Export Import Profile Class 7 | G
489 | Micro-PV Export Import Profile Class 8 | G
490 | Micro-CHP Export Import Profile Class 1 | G
491 | Micro-CHP Export Import Profile Class 2 | G
492 | Micro-CHP Export Import Profile Class 3 | G
493 | Micro-CHP Export Import Profile Class 4 | G
494 | Micro-CHP Export Import Profile Class 5 | G
495 | Micro-CHP Export Import Profile Class 6 | G
496 | Micro-CHP Export Import Profile Class 7 | G
497 | Micro-CHP Export Import Profile Class 8 | G
498 | Other Sml Export SSC any import Profile | G
701 | 8.5-hour OP + w/e | A/R
702 | 8.5-hour OP + w/e | A/R
703 | 12-hour OP + w/e | A/R
704 | 12-hour OP + w/e | A/R
705 | 12-hour OP + w/e | A/R
706 | 12-hour OP + w/e | A/R
707 | 12-hour OP + w/e | A/R
708 | 12-hour OP + w/e | A/R
709 | 12-hour OP + w/e | A/R
710 | 12-hour OP + w/e | A/R
711 | 12-hour OP + w/e | A/R
712 | 16-hour OP + w/e | A/R
713 | 16-hour OP + w/e | A/R
714 | 16-hour OP + w/e | A/R
715 | 16-hour OP + w/e | A/R
716 | 20-hour OP + w/e | A/R
717 | 20-hour OP + w/e | A/R
718 | 20-hour OP + w/e + summer | A/R
719 | 20-hour OP + w/e + summer | A/R
720 | 3-rate SToD | A
721 | 8.5 hour WM | A
722 | 8.5 hour WM | A
723 | 8.5 hour WM | A
724 | 8.5 hour WM | A
725 | 8.5 hour WM | A
726 | 8.5 hour WM | A
727 | 8.5 hour WM | A
728 | 8.5 hour WM Heating | A
729 | 8.5 hour WM | A
730 | 8.5 hour WM Heating | A
731 | 8.5 hour WM | A
732 | 8.5 hour WM Heating | A
733 | 8.5 hour WM | A
734 | 8.5 hour WM Heating | A
735 | 8.5 hour WM | A
736 | 8.5 hour WM Heating | A
737 | 8.5 hour WM | A
738 | 8.5 hour WM Heating | A
739 | 8.5 hour WM | A
740 | 8.5 hour WM Heating | A
741 | 8.5 hour WM | A
742 | 8.5 hour WM Heating | A
743 | 8.5 hour WM | A
744 | 8.5 hour WM Heating | A
745 | 8.5 hour WM | A
746 | 8.5 hour WM Heating | A
747 | 8.5 hour WM | A
748 | 8.5 hour WM | A
749 | 8.5 hour WM Heating | A
752 | 8.5 hour WM | A
753 | Weathercall heating | A
754 | 8.5 hour WM | A
755 | Weathercall heating | A
756 | 8.5 hour WM | A
757 | Weathercall heating | A
758 | 8.5 hour WM | A
759 | Weathercall heating | A
760 | 8.5 hour WM | A
761 | Weathercall heating | A
762 | 8.5 hour WM | A
763 | Weathercall heating | A
764 | 8.5 hour WM | A
765 | Weathercall heating | A
766 | 8.5 hour WM | A
767 | Weathercall heating | A
768 | 8.5 hour WM | A
769 | Weathercall heating | A
770 | 18-hour dynamic | A
775 | Crop&Air Conditioning | A
776 | Crop&Air Conditioning | A
781 | 8.5 hour WM | A/R
782 | 8.5 hour WM | A
783 | 8.5 hour WM | A
784 | 8.5 hour WM | A
785 | 8.5 hour WM | A
786 | 8.5 hour WM | A
787 | E7 accompanying Birmingam W'call | A
788 | Birmingham Weathercall | A
789 | E7 accompanying Manchester W'call | A
790 | Manchester Weathercall | A
791 | E7 accompanying Anglesey W'call | A
792 | Anglesey Weathercall | A
793 | 8.5 hour WM | A
794 | 8.5 hour WM Heating | A
801 | Unrestricted | A
802 | Two rate with 8 hours night | A
803 | Dynamic | A/R
804 | Two rate with 8 hours night | A
805 | Dynamic | A/R
806 | Two rate with 8 hours night | A
807 | Dynamic | A/R
808 | Two rate with 8 hours night | A
809 | Dynamic | A/R
810 | Two rate with 8 hours night | A
811 | Dynamic | A/R
812 | Two rate with 8 hours night | A
813 | Dynamic | A/R
814 | Two rate with 8 hours night | A
815 | Dynamic | A/R
816 | Two rate with 8 hours night | A
817 | Dynamic | A/R
818 | Two rate with 8 hours night | A
819 | Dynamic | A/R
820 | Two rate with 8 hours night | A
821 | Dynamic | A/R
822 | Two rate with 8 hours night | A
823 | Dynamic | A/R
824 | Two rate with 8 hours night | A
825 | Dynamic | A/R
826 | Two rate with 8 hours night | A
827 | Dynamic | A/R
828 | Two rate with 8 hours night | A
829 | Dynamic | A/R
830 | Two rate with 8 hours night | A
831 | Dynamic | A/R
832 | Two rate with 8 hours night | A
833 | Dynamic | A/R
834 | Two rate with 8 hours night | A
835 | Dynamic | A/R
836 | Two rate with 8 hours night | A
837 | Dynamic | A/R
838 | Two rate with 8 hours night | A
839 | Dynamic | A/R
840 | Two rate with 8 hours night | A
841 | Dynamic | A/R
842 | Two rate with 8 hours night | A
843 | Dynamic | A/R
844 | Two rate with 8 hours night | A
845 | Dynamic | A/R
846 | Two rate with 8 hours night | A
847 | Dynamic | A/R
848 | Two rate with 8 hours night | A
849 | Dynamic | A/R
850 | Dynamic | A/R
851 | Dynamic | A/R
852 | Two rate with 8 hours night | A
853 | Two rate with 8 hours night | A
854 | Two rate with 8 hours night | A
855 | Two rate with 8 hours night | A
856 | Two rate with 8 hours night | A
857 | Two rate with 8 hours night | A
858 | Two rate with 8 hours night | A
859 | Two rate with 8 hours night | A
860 | Two rate with 8 hours night | A
861 | Two rate with 8 hours night | A
862 | Two rate with 8 hours night | A
863 | Two rate with 8 hours night | A
864 | Two rate with 8 hours night | A
865 | Two rate with 8 hours night | A
866 | Dynamic | A/R
867 | Two rate with 8 hours night | A
868 | Dynamic | A/R
869 | Two rate with 8 hours night | A
870 | Dynamic | A/R
871 | Two rate with 8 hours night | A
872 | Dynamic | A/R
873 | Two rate with 8 hours night | A
874 | Dynamic | A/R
875 | Two rate with 8 hours night | A
876 | Dynamic | A/R
877 | Two rate with 8 hours night | A
878 | Dynamic | A/R
879 | Two rate with 8 hours night | A
880 | Dynamic | A/R
881 | Two rate with 8 hours night | A
882 | Dynamic | A/R
883 | Two rate with 8 hours night | A
884 | Dynamic | A/R
885 | Two rate with 8 hours night | A
886 | Dynamic | A/R
887 | Two rate with 8 hours night | A
888 | Dynamic | A/R
889 | Two rate with 8 hours night | A
890 | Dynamic | A/R
891 | Dynamic | A/R
892 | Dynamic | A/R
893 | Dynamic | A/R
894 | 8 Hours OP | A/R
895 | 8 Hours OP | A/R
896 | 8 Hours OP | A/R
897 | Dynamic | A/R
898 | Dynamic | A/R
899 | 11 Hours OP | A/R
900 | 11 Hours OP | A/R
901 | 11 Hours OP | A/R
902 | 11 Hours OP | A/R
903 | 11 Hours OP | A/R
904 | 8 Hours OP + Weekends | A/R
905 | 8 Hours OP + Weekends | A/R
906 | 8 Hours OP + Weekends | A/R
907 | 15 Hours OP + Weekends | A/R
908 | 15 Hours OP + Weekends | A/R
909 | 15 Hours OP + Weekends | A/R
910 | 15 Hours OP + Weekends | A/R
911 | 15 Hours OP + Weekends | A/R
912 | 15 Hours OP + Weekends | A/R
913 | 15 Hours OP + Weekends | A/R
914 | 15 Hours Nov - April/24 Hours May - Oct | A
915 | 8 Hours OP | A
916 | 8 Hours OP | A
917 | 8 Hours OP | A
918 | Evening/Weekend | A
919 | 2 rate | A
920 | 2 rate | A
922 | Unrestricted | A
923 | Unrestricted | A
924 | Unrestricted | A
925 | Unmetered Type A ("flat " profile) | U
926 | Unmetered B ("dusk-to-dawn") | U
927 | Unmetered D ("dawn-to-dusk") | U
928 | Unmetered C ("half-night & pre-dawn") | U
929 | 11 Hours OP | A/R
930 | 11 Hours OP | A/R
931 | 11 Hours OP | A/R
932 | Seasonal ToD | A
933 | Two rate with 8 hours night | A
934 | Dynamic | A/R
935 | Split 10 hr E10 | A
936 | Split 10 hr E10 | A
937 | Split 10 hr E10 | A
938 | Split 10 hr E10 | A
939 | Split 10 hr E10 | A
940 | NHH Export Hydro Profile Class | G
941 | NHH Export Wind Profile Class | G
942 | 7-hour E7 (Cornwall & def reinforcement) | A
943 | 7-hour E7 | A
944 | 7-hour E7 | A
945 | 7-hour E7 | A
946 | 7-hour E7 | A
947 | Smart Meter 3 Rate Time of Day | A
948 | 10 hour Evening/Weekend | A
949 | General Purpose 2 Rate (paired wth 0950) | A
950 | E10 Heating Single Rate (prd wth 0949) | A/R
951 | E9 Heating | A/R
952 | General Purpose 2 Rate (paired wth 0951) | A
953 | Two rate with 20 hours night | A
954 | Three Rate Peak Day Other | A
955 | 4 rate weekday/2 rate weekend | A
956 | 4 Rate Weekday/2 rate Weekend (BST) | A
957 | Unrestricted with Weekday Peak | A
958 | Unrestricted with Peak | A
959 | Economy 7 with Weekday Peak | A
960 | Economy 7 with Peak | A
961 | Evening Weekend and Weekday Peak (smart) | A
962 | Evening Weekend with Peak | A
963 | Evening Weekend Night and Peak | A
964 | Evening Weekend with Night (BST) | A
965 | 3 Rate with Weekday Peak | A
966 | 8-hour OP | A/R
967 | Superdeal Day/Night | A
968 | Superdeal Day/Night | A
969 | 3 Rate with Weekday Peak | A
970 | split 7-hour E7 | A
971 | Smart meter trial - time of use 3 rate | A
972 | 2 Rate Saturday Off Peak | A
973 | Flexiheat Day/Evening/Weekend | A
974 | Flexiheat heating | A
975 | Saturday Off Peak (9-5) | A
976 | Sunday Off Peak (9-5) | A
978 | 7-hour OP | A/R
979 | Non-Standard OP (8+3 hour) | A/R
980 | General Purpose 2 Rate (paired with 0980 | A
981 | E10 Heating Single Rate (prd with 0981) | A/R
982 | Evening Saver | A
983 | Comfort Booster | A
984 | Saturday Off Peak (24 Hrs) | A
985 | Sunday Off Peak (24 Hrs) | A
989 | Redring Boiler (general purpose) | A
990 | Redring Boiler (heating circuit) | A/R
991 | 8-hour OP | A/R
996 | Lifestyle Tariff | A
997 | Evening/Weekend - BST | A
Notes:
There are a few governing rules that should be applied:
Specific notes for application of or tariffss:
  All tariffs are all delinked and set time bands are applied in place of the TPR’s timebands.
The following rules apply when allocating tariffs in DNO areas.
  1, G and U should be applied straight to the appropriate SSC to identify generation and UMS tariffs.
  Then considering the SSC alongside the PC.
  2, PC1s should be labelled Domestic Aggregated.
  3, PC2s with SSCs with A/R should be labelled Domestic Aggregated (related MPAN).
  4, Remaining PC2s should be labelled Domestic Aggregated.
  5, PC3s should be labelled Non Domestic Aggregated.
  6, PC4s with SSCs with A/R should be labelled Non Domestic Aggregated (related MPAN).
  7, Remaining PC4s should be labelled Non Domestic Aggregated.
  8, PC5 – 8s should be labelled Non Domestic Aggregated.
Common decode:
  A: Aggregated - replaces the Day & Night rates (1 & 2)
  A/R: Aggregated if on PC1 / PC3 / PC5 / PC6 / PC7 / PC8 or Aggregated (related MPAN) if on PC2 / PC4
  G: Generation
  U: Unmetered Supplies

## Residual Charging Bands
Back to Overview
Fulcrum Electricity Assets Ltd - GSP_C - Effective from 2027/28 - Final Residual Charging Bands
Voltage of Connection | Band | Units | Lower Threshold* | Upper Threshold* | Residual Charge per Fixed Charge** (p/day) | Residual Charge per Unit rate 1** (p/kWh) | Residual Charge per Unit rate 2** (p/kWh) | Residual Charge per Unit rate 3** (p/kWh)
Domestic Aggregated | Single band | - |  |  | -5.4849 | -0.21747 | -0.21747 | -0.10781
Designated Properties connected at LV, billing with no MIC | 1 | kWh | 0 | 3986 | -5.9094 | -0.11999 | -0.11999 | -0.083462
| 2 | kWh | 3986 | 13677 | -5.9094 | -0.96623 | -0.96623 | -0.083462
| 3 | kWh | 13677 | 27543 | -5.9094 | -1.2769 | -1.1304 | -0.083462
| 4 | kWh | 27543 | ∞ | -5.9094 | -1.6787 | -1.1304 | -0.083462
Designated Properties connected at LV, billing with MIC | 1 | kVA | 0 | 90 | -12.2071 | -2.7533 | -0.59937 | -0.032578
| 2 | kVA | 90 | 150 | -12.2071 | -2.8179 | -0.59937 | -0.032578
| 3 | kVA | 150 | 250 | -12.2071 | -2.876 | -0.59937 | -0.032578
| 4 | kVA | 250 | ∞ | -12.2071 | -2.9477 | -0.59937 | -0.032578
Designated Properties connected at HV | 1 | kVA | 0 | 500 | -129.4248 | -3.0674 | -0.44577 | -0.025715
| 2 | kVA | 500 | 1100 | -129.4248 | -3.2644 | -0.44577 | -0.025715
| 3 | kVA | 1100 | 2000 | -129.4248 | -3.1831 | -0.44577 | -0.025715
| 4 | kVA | 2000 | ∞ | -129.4248 | -3.2478 | -0.44577 | -0.025715
Designated EHV Properties | 1 | kVA | 0 | 3500 | 975.6701
| 2 | kVA | 3500 | 11000 | 10677.0111
| 3 | kVA | 11000 | 20000 | 28207.1269
| 4 | kVA | 20000 | ∞ | 68626.3245
* All boundaries are inclusive of the upper threshold and exclusive of the lower threshold i.e. Lower < x ≤ Upper.
**Residual charge element in London Power Networks CDCM model is negative and therefore the application of the residual reduces the calculated fixed charge. If the fixed charge reaches zero then the remaining reduction is applied to the unit rates.

## TNUoS Mapping
Back to Overview
2027/28 - Effective from 1 April 2027 - TNUoS Mapping
DUoS Tariff name | TNUoS Site Charging Band
Domestic Aggregated or CT with Residual | Domestic
Domestic Aggregated (Related MPAN) | n/a (Non-Final Demand Site)
Non-Domestic Aggregated or CT No Residual | n/a (Non-Final Demand Site)
Non-Domestic Aggregated or CT Band 1 | LV_NoMIC_1
Non-Domestic Aggregated or CT Band 2 | LV_NoMIC_2
Non-Domestic Aggregated or CT Band 3 | LV_NoMIC_3
Non-Domestic Aggregated or CT Band 4 | LV_NoMIC_4
Non-Domestic Aggregated (related MPAN) | n/a (Non-Final Demand Site)
LV Site Specific No Residual | n/a (Non-Final Demand Site)
LV Site Specific Band 1 | LV1
LV Site Specific Band 2 | LV2
LV Site Specific Band 3 | LV3
LV Site Specific Band 4 | LV4
LV Sub Site Specific No Residual | n/a (Non-Final Demand Site)
LV Sub Site Specific Band 1 | LV1
LV Sub Site Specific Band 2 | LV2
LV Sub Site Specific Band 3 | LV3
LV Sub Site Specific Band 4 | LV4
HV Site Specific No Residual | n/a (Non-Final Demand Site)
HV Site Specific Band 1 | HV1
HV Site Specific Band 2 | HV2
HV Site Specific Band 3 | HV3
HV Site Specific Band 4 | HV4
Unmetered Supplies | n/a (p/kWh charge)
LV Generation Aggregated | n/a (Non-Final Demand Site)
LV Sub Generation Aggregated | n/a (Non-Final Demand Site)
LV Generation Site Specific | n/a (Non-Final Demand Site)
LV Generation Site Specific no RP charge | n/a (Non-Final Demand Site)
LV Sub Generation Site Specific | n/a (Non-Final Demand Site)
LV Sub Generation Site Specific no RP charge | n/a (Non-Final Demand Site)
HV Generation Site Specific | n/a (Non-Final Demand Site)
HV Generation Site Specific no RP charge | n/a (Non-Final Demand Site)
Designated EHV Site Specific No Residual | n/a (Non-Final Demand Site)
Designated EHV Site Specific Band 1 | EHV1
Designated EHV Site Specific Band 2 | EHV2
Designated EHV Site Specific Band 3 | EHV3
Designated EHV Site Specific Band 4 | EHV4

## Charge Calculator
Back to Overview
Fulcrum Electricity Assets Ltd - GSP_C - Effective from 1 April 2027 - Final | [16 empty] | Tariff name | Red/black unit charge p/kWh | Amber/yellow unit charge p/kWh | Green unit charge p/kWh | Fixed charge p/MPAN/day | Capacity charge p/kVA/day | Exceeded capacity charge p/kVA/day | Reactive power charge p/kVArh
[17 empty] | Domestic Aggregated or CT with Residual | Red unit charge p/kWh | Amber unit charge p/kWh | Green unit charge p/kWh | Fixed charge p/MPAN/day | n/a | n/a | n/a
LV and HV designated properties and Unmetered Supplies tariff calculator | [7 empty] | EHV designated property calculator | [8 empty] | Domestic Aggregated (Related MPAN) | Red unit charge p/kWh | Amber unit charge p/kWh | Green unit charge p/kWh | n/a | n/a | n/a | n/a
Step 1, Choose your tariff using the drop down list in cell B10 | [7 empty] | Step 1, Choose your tariff using the drop down list in cell L10. Please note, this calculator returns tariffs from Annex 2 only. If your site has a new or amended tariff in Annex 6 this will need to be entered manually. | [8 empty] | Non-Domestic Aggregated or CT No Residual | Red unit charge p/kWh | Amber unit charge p/kWh | Green unit charge p/kWh | Fixed charge p/MPAN/day | n/a | n/a | n/a
Step 2, After selecting a tariff in step 1, Cells C12-I12 will generate headings, please enter your consumption in cells C13:I13 underneath each heading generated (if no heading leave cell blank) | [7 empty] | Step 2, After selecting a tariff in step 1, Cells M12-T12 will generate headings, please enter your consumption in cells M13:T13 underneath each heading generated (if no heading leave cell blank) | [8 empty] | Non-Domestic Aggregated or CT Band 1 | Red unit charge p/kWh | Amber unit charge p/kWh | Green unit charge p/kWh | Fixed charge p/MPAN/day | n/a | n/a | n/a
Step 3, Enter a forecast of consumption if required in cells C14:I14 | [7 empty] | Step 3, Enter a forecast of consumption if required in cells M14:T14 | [8 empty] | Non-Domestic Aggregated or CT Band 2 | Red unit charge p/kWh | Amber unit charge p/kWh | Green unit charge p/kWh | Fixed charge p/MPAN/day | n/a | n/a | n/a
[17 empty] | Non-Domestic Aggregated or CT Band 3 | Red unit charge p/kWh | Amber unit charge p/kWh | Green unit charge p/kWh | Fixed charge p/MPAN/day | n/a | n/a | n/a
Tariff details Choose tariff name from drop down box below | Red/black unit charge p/kWh | Amber/yellow unit charge p/kWh | Green unit charge p/kWh | Fixed charge p/MPAN/day | Capacity charge p/kVA/day | Exceeded capacity charge p/kVA/day | Reactive power charge p/kVArh | Site details Choose the site name from the drop down box below | Import Super Red unit charge (p/kWh) | Import fixed charge (p/day) | Import capacity charge (p/kVA/day) | Import exceeded capacity charge (p/kVA/day) | Export Super Red unit charge (p/kWh) | Export fixed charge (p/day) | Export capacity charge (p/kVA/day) | Export exceeded capacity charge (p/kVA/day) | Non-Domestic Aggregated or CT Band 4 | Red unit charge p/kWh | Amber unit charge p/kWh | Green unit charge p/kWh | Fixed charge p/MPAN/day | n/a | n/a | n/a
[9 empty] | 0 | 0 | 0 | 0 | 0 | 0 | 0 | 0 | Non-Domestic Aggregated (related MPAN) | Red unit charge p/kWh | Amber unit charge p/kWh | Green unit charge p/kWh | n/a | n/a | n/a | n/a
[17 empty] | LV Site Specific No Residual | Red unit charge p/kWh | Amber unit charge p/kWh | Green unit charge p/kWh | Fixed charge p/MPAN/day | Capacity charge p/kVA/day | Exceeded Capacity charge p/kVA/day | Reactive power charge p/kVArh
Tariff components | Red/black unit charge p/kWh | Amber/yellow unit charge p/kWh | Green unit charge p/kWh | Number of days in consumption period i.e. 365 if one year | Maximum import or export capacity kVA | Average daily exceeded capacity kVA | Excess reactive units kVArh | Tariff components | Import super red kWh | Number of days in consumption period i.e. 365 if one year | Maximum import capacity kVA | Average daily exceeded capacity kVA | Export Super Red kWh | Number of days in consumption period i.e. 365 if one year | Maximum export capacity kVA | Average daily exceeded capacity kVA | LV Site Specific Band 1 | Red unit charge p/kWh | Amber unit charge p/kWh | Green unit charge p/kWh | Fixed charge p/MPAN/day | Capacity charge p/kVA/day | Exceeded Capacity charge p/kVA/day | Reactive power charge p/kVArh
Enter current consumption details | [7 empty] | Enter current consumption details | [5 empty] | 0 |  |  | LV Site Specific Band 2 | Red unit charge p/kWh | Amber unit charge p/kWh | Green unit charge p/kWh | Fixed charge p/MPAN/day | Capacity charge p/kVA/day | Exceeded Capacity charge p/kVA/day | Reactive power charge p/kVArh
Enter forecast consumption details (if different) | 0 | 0 | 0 | 0 | 0 | 0 | 0 | Enter forecast consumption details (if different) | 0 | 0 | 0 | 0 | 0 | 0 | 0 | 0 | LV Site Specific Band 3 | Red unit charge p/kWh | Amber unit charge p/kWh | Green unit charge p/kWh | Fixed charge p/MPAN/day | Capacity charge p/kVA/day | Exceeded Capacity charge p/kVA/day | Reactive power charge p/kVArh
[17 empty] | LV Site Specific Band 4 | Red unit charge p/kWh | Amber unit charge p/kWh | Green unit charge p/kWh | Fixed charge p/MPAN/day | Capacity charge p/kVA/day | Exceeded Capacity charge p/kVA/day | Reactive power charge p/kVArh
Charge components | Unit 1 £ | Unit 2 £ | Unit 3 £ | Fixed charge £ | Capacity charge £ | Exceeded capacity charge £ | Reactive power charge £ | Charge components | Import super red charge £ | Import fixed charge £ | Import capacity charge £ | Import exceeded capacity charge £ | Export super red charge £ | Export fixed charge £ | Export capacity charge £ | Export exceeded capacity charge £ | LV Sub Site Specific No Residual | Red unit charge p/kWh | Amber unit charge p/kWh | Green unit charge p/kWh | Fixed charge p/MPAN/day | Capacity charge p/kVA/day | Exceeded Capacity charge p/kVA/day | Reactive power charge p/kVArh
Current consumption period charges | [7 empty] | Current consumption period charges | 0 | 0 | 0 | 0 | 0 | 0 | 0 | 0 | LV Sub Site Specific Band 1 | Red unit charge p/kWh | Amber unit charge p/kWh | Green unit charge p/kWh | Fixed charge p/MPAN/day | Capacity charge p/kVA/day | Exceeded Capacity charge p/kVA/day | Reactive power charge p/kVArh
Forecast consumption period charges | [7 empty] | Forecast consumption period charges | 0 | 0 | 0 | 0 | 0 | 0 | 0 | 0 | LV Sub Site Specific Band 2 | Red unit charge p/kWh | Amber unit charge p/kWh | Green unit charge p/kWh | Fixed charge p/MPAN/day | Capacity charge p/kVA/day | Exceeded Capacity charge p/kVA/day | Reactive power charge p/kVArh
[17 empty] | LV Sub Site Specific Band 3 | Red unit charge p/kWh | Amber unit charge p/kWh | Green unit charge p/kWh | Fixed charge p/MPAN/day | Capacity charge p/kVA/day | Exceeded Capacity charge p/kVA/day | Reactive power charge p/kVArh
| Total charge £ | [7 empty] | Import total charge £ | Export total charge £ | [6 empty] | LV Sub Site Specific Band 4 | Red unit charge p/kWh | Amber unit charge p/kWh | Green unit charge p/kWh | Fixed charge p/MPAN/day | Capacity charge p/kVA/day | Exceeded Capacity charge p/kVA/day | Reactive power charge p/kVArh
Current consumption period charges | 0 | [6 empty] | Current consumption period charges | 0 | 0 | [6 empty] | HV Site Specific No Residual | Red unit charge p/kWh | Amber unit charge p/kWh | Green unit charge p/kWh | Fixed charge p/MPAN/day | Capacity charge p/kVA/day | Exceeded Capacity charge p/kVA/day | Reactive power charge p/kVArh
Forecast consumption period charges | 0 | [6 empty] | Forecast consumption period charges | 0 | 0 | [6 empty] | HV Site Specific Band 1 | Red unit charge p/kWh | Amber unit charge p/kWh | Green unit charge p/kWh | Fixed charge p/MPAN/day | Capacity charge p/kVA/day | Exceeded Capacity charge p/kVA/day | Reactive power charge p/kVArh
[17 empty] | HV Site Specific Band 2 | Red unit charge p/kWh | Amber unit charge p/kWh | Green unit charge p/kWh | Fixed charge p/MPAN/day | Capacity charge p/kVA/day | Exceeded Capacity charge p/kVA/day | Reactive power charge p/kVArh
These charges are estimates based on tariff selected and consumption values entered. | [7 empty] | These charges are estimates based on site selected and consumption values entered. | [8 empty] | HV Site Specific Band 3 | Red unit charge p/kWh | Amber unit charge p/kWh | Green unit charge p/kWh | Fixed charge p/MPAN/day | Capacity charge p/kVA/day | Exceeded Capacity charge p/kVA/day | Reactive power charge p/kVArh
[17 empty] | HV Site Specific Band 4 | Red unit charge p/kWh | Amber unit charge p/kWh | Green unit charge p/kWh | Fixed charge p/MPAN/day | Capacity charge p/kVA/day | Exceeded Capacity charge p/kVA/day | Reactive power charge p/kVArh
[17 empty] | Unmetered Supplies | Black unit charge p/kWh | Yellow unit charge p/kWh | Green unit charge p/kWh | n/a | n/a | n/a | n/a
[17 empty] | LV Generation Aggregated | Red unit charge p/kWh | Amber unit charge p/kWh | Green unit charge p/kWh | Fixed charge p/MPAN/day | n/a | n/a | n/a
[17 empty] | LV Sub Generation Aggregated | Red unit charge p/kWh | Amber unit charge p/kWh | Green unit charge p/kWh | Fixed charge p/MPAN/day | n/a | n/a | n/a
[17 empty] | LV Generation Site Specific | Red unit charge p/kWh | Amber unit charge p/kWh | Green unit charge p/kWh | Fixed charge p/MPAN/day | n/a | n/a | Reactive power charge p/kVArh
[17 empty] | LV Generation Site Specific no RP charge | Red unit charge p/kWh | Amber unit charge p/kWh | Green unit charge p/kWh | Fixed charge p/MPAN/day | n/a | n/a | n/a
[17 empty] | LV Sub Generation Site Specific | Red unit charge p/kWh | Amber unit charge p/kWh | Green unit charge p/kWh | Fixed charge p/MPAN/day | n/a | n/a | Reactive power charge p/kVArh
[17 empty] | LV Sub Generation Site Specific no RP charge | Red unit charge p/kWh | Amber unit charge p/kWh | Green unit charge p/kWh | Fixed charge p/MPAN/day | n/a | n/a | n/a
[17 empty] | HV Generation Site Specific | Red unit charge p/kWh | Amber unit charge p/kWh | Green unit charge p/kWh | Fixed charge p/MPAN/day | n/a | n/a | Reactive power charge p/kVArh
[17 empty] | HV Generation Site Specific no RP charge | Red unit charge p/kWh | Amber unit charge p/kWh | Green unit charge p/kWh | Fixed charge p/MPAN/day | n/a | n/a | n/a
Note:
For the purpose of forecasting the exceeded capacity charge, the input in this calculator uses the average daily exceeded capacity as this reduces the calculators complexity, however as per the Use of System Charging Statement, the exceeded portion of the capacity will be charged at the exceeded capacity charge p/kVA/day rate, based on the difference between the MIC/MEC and the actual capacity used. This will be charged for the full duration of the month in which the breach occurs.”