## Overview
Company and Licence name, charging year, effective from, status
| Company and Licence name | Year | Effective From | Status
Company and Licence name, charging year, effective from, status | Fulcrum Electricity Assets Ltd - GSP_A | 2026/27 | 1 April 2026 | Final
List of data tables in this workbook
Worksheet | Information
Annex 1 LV, HV and Unmetered Supplies charges | Annex 1 contains the charges to LV and HV Designated Properties and Unmetered Supplies.
Annex 2 Designated EHV charges | Annex 2 contains the charges to Designated EHV Properties and charges applied to LDNOs with Designated EHV Properties/end-users embedded in networks within the Fulcrum Electricity Assets Ltd - GSP_A Licence area.
Annex 3 Preserved charges | Annex 3 contains details of any preserved and additional charges that are valid at this time.
Annex 4 LDNO charges | Annex 4 contains charges that are levied on the owner of an embedded network within the Fulcrum Electricity Assets Ltd - GSP_A Licence area. Electricity suppliers and consumers who have properties connected to an embedded network should contact the embedded network owner to determine their distribution charges. The charges listed in this table are not payable by domestic consumers, business consumers or electricity suppliers.
Annex 5 LLFs | Annex 5 has been intentionally left blank as this charging statement is published a complete year before the LLFs have been audited. The line loss factors that are approved by the BSC Panel for the applicable year and consequently published on the Elexon website will take precedence and be used in Settlement. This annex will be re-published with these values once they are available.
Annex 6 Charges for New or Amended Designated EHV Properties | Annex 6 contains the charges for new or amended Designated EHV Properties and charges applied to LDNOs with new or amended Designated EHV Properties/end-users embedded in networks within the Fulcrum Electricity Assets Ltd - GSP_A Licence area.
Annex 7 Fixed adders for Supplier of Last Resort and Eligible Bad Debt pass-through costs | Annex 7 contains the fixed adders to recover Supplier of Last Resort and Eligible Bad Debt pass-through costs. The Excess Supplier of Last Resort fixed adder relates to an increase to previously published charges only.
Nodal prices | Contains the underlying nodal costs used to calculate the current EDCM charges.
SSC unit rate lookup | Contains a mapping of Standard Settlement Configurations to common decodings
Residual Charging Bandings | Contains the four Residual charging band allocation for Customers
TNUoS Mapping | Contains a mapping of DUoS Tariffs to TNUoS Site Charging Bands
Charge calculator | Charge calculator is a tool to help you estimate your distribution charges using current consumption data and forecast consumption data.
Notes to users of this spreadsheet
Please use this spreadsheet with reference to the LC14 use of system charging statement.
Notes to DNOs populating this spreadsheet
DNOs must endeavour to maintain consistency in the structure of this spreadsheet. Any changes to the structure must be noted in the 'Notes to users of this spreadsheet'
The drop down list on the charge calculator can be expanded by unprotecting the charge calculator sheet and selecting 'data', 'data validation...' and then expanding the 'source' data range. The sheet can then be protected.

## Annex 1 LV, HV and UMS charges
Back to Overview
Fulcrum Electricity Assets Ltd - GSP_A - Effective from 1 April 2026 - Final LV and HV charges
Time Bands for LV and HV Designated Properties | [5 empty] | Time Bands for Unmetered Properties
Time periods | Red Time Band | Amber Time Band |  | Green Time Band |  |  |  | Black Time Band | Yellow Time Band | Green Time Band
Monday to Friday (Including Bank Holidays) All Year | 16:00 - 19:00 | 07:00 - 16:00 19:00 - 23:00 |  | 00:00 - 07:00 23:00 - 24:00 |  | Monday to Friday (Including Bank Holidays) November to February Inclusive |  | 16:00 - 19:00 | 07:00 - 16:00 19:00 - 23:00 | 00:00 - 07:00 23:00 - 24:00
Saturday and Sunday All Year |  |  |  | 00:00 - 24:00 |  | Monday to Friday (Including Bank Holidays) March to October Inclusive |  |  | 07:00 - 23:00 | 00:00 - 07:00 23:00 - 24:00
Notes | All the above times are in UK Clock time |  |  |  |  | Saturday and Sunday All Year |  |  |  | 00:00 - 24:00
[6 empty] | Notes |  | All the above times are in UK Clock time
Tariff name | Open LLFCs/ DUoS Tariff IDs | PCs | Red/black unit charge p/kWh | Amber/yellow unit charge p/kWh | Green unit charge p/kWh | Fixed charge p/MPAN/day | Capacity charge p/kVA/day | Exceeded capacity charge p/kVA/day | Reactive power charge p/kVArh | Closed LLFCs/ DUoS Tariff IDs
Domestic Aggregated or CT with Residual | A01, A02, A1L, A2H | 0, 1, 2 | 15.491 | 1.907 | 0.244 | 9.05
Domestic Aggregated (Related MPAN) | A21, A22 | 2 | 15.491 | 1.907 | 0.244
Non-Domestic Aggregated or CT No Residual | A31, A32, A3L, A3H | 0, 3, 4, 5-8 | 11.716 | 1.442 | 0.184 | 9.42
Non-Domestic Aggregated or CT Band 1 | 1A1, 1A2, 1AL, 1AH | 0, 3, 4, 5-8 | 11.716 | 1.442 | 0.184 | 9.65
Non-Domestic Aggregated or CT Band 2 | 2A1, 2A2, 2AL, 2AH | 0, 3, 4, 5-8 | 11.716 | 1.442 | 0.184 | 10.08
Non-Domestic Aggregated or CT Band 3 | 3A1, 3A2, 3AL, 3AH | 0, 3, 4, 5-8 | 11.716 | 1.442 | 0.184 | 10.82
Non-Domestic Aggregated or CT Band 4 | 4A1, 4A2, 4AL, 4AH | 0, 3, 4, 5-8 | 11.716 | 1.442 | 0.184 | 13.03
Non-Domestic Aggregated (related MPAN) | A1, A2 | 4 | 11.716 | 1.442 | 0.184
LV Site Specific No Residual | 5A1, 5A2 | 0 | 8.149 | 0.937 | 0.108 | 21.5 | 8.04 | 8.04 | 0.369
LV Site Specific Band 1 | 6A1, 6A2 | 0 | 8.149 | 0.937 | 0.108 | 28.67 | 8.04 | 8.04 | 0.369
LV Site Specific Band 2 | 7A1, 7A2 | 0 | 8.149 | 0.937 | 0.108 | 33.09 | 8.04 | 8.04 | 0.369
LV Site Specific Band 3 | 8A1, 8A2 | 0 | 8.149 | 0.937 | 0.108 | 37.45 | 8.04 | 8.04 | 0.369
LV Site Specific Band 4 | 9A1, 9A2 | 0 | 8.149 | 0.937 | 0.108 | 66.66 | 8.04 | 8.04 | 0.369
LV Sub Site Specific No Residual | 2A | 0 | 5.506 | 0.563 | 0.052 | 17.95 | 6.06 | 6.06 | 0.22
LV Sub Site Specific Band 1 | 12A | 0 | 5.506 | 0.563 | 0.052 | 25.12 | 6.06 | 6.06 | 0.22
LV Sub Site Specific Band 2 | 22A | 0 | 5.506 | 0.563 | 0.052 | 29.54 | 6.06 | 6.06 | 0.22
LV Sub Site Specific Band 3 | 32A | 0 | 5.506 | 0.563 | 0.052 | 33.9 | 6.06 | 6.06 | 0.22
LV Sub Site Specific Band 4 | 42A | 0 | 5.506 | 0.563 | 0.052 | 63.12 | 6.06 | 6.06 | 0.22
HV Site Specific No Residual | 52A | 0 | 4.837 | 0.457 | 0.038 | 181.7 | 5.31 | 5.31 | 0.183
HV Site Specific Band 1 | 62A | 0 | 4.837 | 0.457 | 0.038 | 240.75 | 5.31 | 5.31 | 0.183
HV Site Specific Band 2 | 72A | 0 | 4.837 | 0.457 | 0.038 | 305.47 | 5.31 | 5.31 | 0.183
HV Site Specific Band 3 | 82A | 0 | 4.837 | 0.457 | 0.038 | 408.23 | 5.31 | 5.31 | 0.183
HV Site Specific Band 4 | 92A | 0 | 4.837 | 0.457 | 0.038 | 855.53 | 5.31 | 5.31 | 0.183
Unmetered Supplies | A15, A16, A17, A18, A19, A48, A49, A50, A51, A52 | 0, 1 or 8 | 39.967 | 3.385 | 2.051
LV Generation Aggregated | A41, A42 | 0, 8 | -9.135 | -1.124 | -0.144 | 0
LV Sub Generation Aggregated | A62 | 0 | -7.369 | -0.865 | -0.103 | 0
LV Generation Site Specific | A71, A72 | 0 | -9.135 | -1.124 | -0.144 | 0 |  |  | 0.459
LV Generation Site Specific no RP charge | A91, A92 | 0 | -9.135 | -1.124 | -0.144 | 0
LV Sub Generation Site Specific | 2 | 0 | -7.369 | -0.865 | -0.103 | 0 |  |  | 0.328
LV Sub Generation Site Specific no RP charge | 12 | 0 | -7.369 | -0.865 | -0.103 | 0
HV Generation Site Specific | 22 | 0 | -5.466 | -0.559 | -0.052 | 12.88 |  |  | 0.277
HV Generation Site Specific no RP charge | 32 | 0 | -5.466 | -0.559 | -0.052 | 12.88

## Annex 2 Designated EHV charges
Back to Overview |  | Note: The DNO reserves the right to apply the listed charges to any other MPANs/MSIDs associated with the site. This includes reallocating charges to a traded MPAN at the same site where another MPAN has been disconnected or de-energised.
Fulcrum Electricity Assets Ltd - GSP_A - Effective from 1 April 2026 - Final Designated EHV charges
Time Periods for Designated EHV Properties
Time periods |  |  | Super Red Time Band
Monday to Friday (Including Bank Holidays) November to February Inclusive |  |  | 16:00 - 19:00
Notes |  |  | All the above times are in UK Clock time
Import Unique Identifier | LLFC/ DUoS Tariff ID | Import MPANs/MSIDs | Export Unique Identifier | LLFC/ DUoS Tariff ID | Export MPANs/MSIDs | Name | Residual Charging Band | Import Super Red unit charge (p/kWh) | Import fixed charge (p/day) | Import capacity charge (p/kVA/day) | Import exceeded capacity charge (p/kVA/day) | Export Super Red unit charge (p/kWh) | Export fixed charge (p/day) | Export capacity charge (p/kVA/day) | Export exceeded capacity charge (p/kVA/day)

## Annex 2a Import
Note: The list of MPANs / MSIDs provided may be incomplete; the DNO reserves the right to apply the listed charges to any other MPANs / MSIDs associated with the site. Note: This table is automatically populated based on the content of the tab entitled 'Annex 2 EHV Charges'. The timebands are as shown in Annex 2.
Fulcrum Electricity Assets Ltd - GSP_A - Effective from 1 April 2026 - Final Designated EHV import charges
Import Unique Identifier | LLFC/ DUoS Tariff ID | Import MPANs/MSIDs | Name | Import Super Red unit charge (p/kWh) | Import fixed charge (p/day) | Import capacity charge (p/kVA/day) | Import exceeded capacity charge (p/kVA/day)

## Annex 2b Export
Note: The list of MPANs / MSIDs provided may be incomplete; the DNO reserves the right to apply the listed charges to any other MPANs / MSIDs associated with the site. Note: This table is automatically populated based on the content of the tab entitled 'Annex 2 EHV Charges'. The timebands are as shown in Annex 2.
Fulcrum Electricity Assets Ltd - GSP_A - Effective from 1 April 2026 - Final Designated EHV export charges
Export Unique Identifier | LLFC/ DUoS Tariff ID | Export MPANs/MSIDs | Name | Export Super Red unit charge (p/kWh) | Export fixed charge (p/day) | Export capacity charge (p/kVA/day) | Export exceeded capacity charge (p/kVA/day)

## Annex 3 Preserved charges
Back to Overview
Fulcrum Electricity Assets Ltd - GSP_A - Effective from 1 April 2026 - Final LV and HV tariffs
Supercustomer preserved charges/additional LLFCs/ DUoS Tariff IDs
| Closed LLFCs/ DUoS Tariff IDs | PCs | Red/black unit charge p/kWh | Amber/yellow unit charge p/kWh | Green unit charge p/kWh | Fixed charge p/MPAN/day
Notes: | Eastern Power Networks has no Preserved NHH Tariffs/Additional LLFCs/DUoS Tariff IDs
Site Specific preserved charges/additional LLFCs/ DUoS Tariff IDs
| Closed LLFCs/ DUoS Tariff IDs | PCs | Red/black unit charge p/kWh | Amber/yellow unit charge p/kWh | Green unit charge p/kWh | Fixed charge p/MPAN/day | Capacity charge p/kVA/day | Exceeded capacity charge p/kVA/day | Reactive power charge p/kVArh
Notes: | Eastern Power Networks has no Preserved HH Tariffs/Additional LLFCs/DUoS Tariff IDs

## Annex 4 LDNO charges
Back to Overview
Fulcrum Electricity Assets Ltd - GSP_A - Effective from 1 April 2026 - Final LDNO tariffs
Time Bands for LV and HV Designated Properties |  |  |  |  | Time Bands for Unmetered Properties
Time periods | Red Time Band | Amber Time Band | Green Time Band |  |  |  | Black Time Band | Yellow Time Band | Green Time Band
Monday to Friday (Including Bank Holidays) All Year | 16:00 - 19:00 | 07:00 - 16:00 19:00 - 23:00 | 00:00 - 07:00 23:00 - 24:00 |  | Monday to Friday (Including Bank Holidays) November to February Inclusive |  | 16:00 - 19:00 | 07:00 - 16:00 19:00 - 23:00 | 00:00 - 07:00 23:00 - 24:00
Saturday and Sunday All Year |  |  | 00:00 - 24:00 |  | Monday to Friday (Including Bank Holidays) March to October Inclusive |  |  | 07:00 - 23:00 | 00:00 - 07:00 23:00 - 24:00
Notes | All the above times are in UK Clock time |  |  |  | Saturday and Sunday All Year |  |  |  | 00:00 - 24:00
[5 empty] | Notes |  | All the above times are in UK Clock time
Tariff name | Unique billing identifier | PCs | Red/black unit charge p/kWh | Amber/yellow unit charge p/kWh | Green unit charge p/kWh | Fixed charge p/MPAN/day | Capacity charge p/kVA/day | Exceeded capacity charge p/kVA/day | Reactive power charge p/kVArh
LDNO LV: Domestic Aggregated or CT with Residual | A01, A1L | 0, 1, 2 | 10.228 | 1.259 | 0.161 | 5.98
LDNO LV: Domestic Aggregated (related MPAN) | A21 | 2 | 10.228 | 1.259 | 0.161
LDNO LV: Non-Domestic Aggregated or CT No Residual | A31, A3L | 0, 3, 4, 5-8 | 7.735 | 0.952 | 0.122 | 6.22
LDNO LV: Non-Domestic Aggregated or CT Band 1 | 1A1, 1AL | 0, 3, 4, 5-8 | 7.735 | 0.952 | 0.122 | 6.37
LDNO LV: Non-Domestic Aggregated or CT Band 2 | 2A1, 2AL | 0, 3, 4, 5-8 | 7.735 | 0.952 | 0.122 | 6.66
LDNO LV: Non-Domestic Aggregated or CT Band 3 | 3A1, 3AL | 0, 3, 4, 5-8 | 7.735 | 0.952 | 0.122 | 7.14
LDNO LV: Non-Domestic Aggregated or CT Band 4 | 4A1, 4AL | 0, 3, 4, 5-8 | 7.735 | 0.952 | 0.122 | 8.61
LDNO LV: Non-Domestic Aggregated (related MPAN) | A1 | 4 | 7.735 | 0.952 | 0.122
LDNO LV: LV Site Specific No Residual | 5A1 | 0 | 5.38 | 0.619 | 0.071 | 14.19 | 5.31 | 5.31 | 0.244
LDNO LV: LV Site Specific Band 1 | 6A1 | 0 | 5.38 | 0.619 | 0.071 | 18.93 | 5.31 | 5.31 | 0.244
LDNO LV: LV Site Specific Band 2 | 7A1 | 0 | 5.38 | 0.619 | 0.071 | 21.85 | 5.31 | 5.31 | 0.244
LDNO LV: LV Site Specific Band 3 | 8A1 | 0 | 5.38 | 0.619 | 0.071 | 24.72 | 5.31 | 5.31 | 0.244
LDNO LV: LV Site Specific Band 4 | 9A1 | 0 | 5.38 | 0.619 | 0.071 | 44.01 | 5.31 | 5.31 | 0.244
LDNO LV: Unmetered Supplies | A15, A16, A17, A18, A19 | 0, 1 or 8 | 26.387 | 2.235 | 1.354
LDNO LV: LV Generation Aggregated | A41 | 0, 8 | -9.135 | -1.124 | -0.144 | 0
LDNO LV: LV Generation Site Specific | A71 | 0 | -9.135 | -1.124 | -0.144 | 0 |  |  | 0.459
LDNO HV: Domestic Aggregated or CT with Residual | A02, A2H | 0, 1, 2 | 7.848 | 0.966 | 0.123 | 4.59
LDNO HV: Domestic Aggregated (Related MPAN) | A22 | 2 | 7.848 | 0.966 | 0.123
LDNO HV: Non-Domestic Aggregated or CT No Residual | A32, A3H | 0, 3, 4, 5-8 | 5.935 | 0.73 | 0.093 | 4.77
LDNO HV: Non-Domestic Aggregated or CT Band 1 | 1A2, 1AH | 0, 3, 4, 5-8 | 5.935 | 0.73 | 0.093 | 4.89
LDNO HV: Non-Domestic Aggregated or CT Band 2 | 2A2, 2AH | 0, 3, 4, 5-8 | 5.935 | 0.73 | 0.093 | 5.11
LDNO HV: Non-Domestic Aggregated or CT Band 3 | 3A2, 3AH | 0, 3, 4, 5-8 | 5.935 | 0.73 | 0.093 | 5.48
LDNO HV: Non-Domestic Aggregated or CT Band 4 | 4A2, 4AH | 0, 3, 4, 5-8 | 5.935 | 0.73 | 0.093 | 6.6
LDNO HV: Non-Domestic Aggregated (related MPAN) | A2 | 4 | 5.935 | 0.73 | 0.093
LDNO HV: LV Site Specific No Residual | 5A2 | 0 | 4.128 | 0.475 | 0.055 | 10.89 | 4.07 | 4.07 | 0.187
LDNO HV: LV Site Specific Band 1 | 6A2 | 0 | 4.128 | 0.475 | 0.055 | 14.52 | 4.07 | 4.07 | 0.187
LDNO HV: LV Site Specific Band 2 | 7A2 | 0 | 4.128 | 0.475 | 0.055 | 16.76 | 4.07 | 4.07 | 0.187
LDNO HV: LV Site Specific Band 3 | 8A2 | 0 | 4.128 | 0.475 | 0.055 | 18.97 | 4.07 | 4.07 | 0.187
LDNO HV: LV Site Specific Band 4 | 9A2 | 0 | 4.128 | 0.475 | 0.055 | 33.77 | 4.07 | 4.07 | 0.187
LDNO HV: LV Sub Site Specific No Residual | 2A | 0 | 4.297 | 0.44 | 0.041 | 14.01 | 4.73 | 4.73 | 0.172
LDNO HV: LV Sub Site Specific Band 1 | 12A | 0 | 4.297 | 0.44 | 0.041 | 19.61 | 4.73 | 4.73 | 0.172
LDNO HV: LV Sub Site Specific Band 2 | 22A | 0 | 4.297 | 0.44 | 0.041 | 23.06 | 4.73 | 4.73 | 0.172
LDNO HV: LV Sub Site Specific Band 3 | 32A | 0 | 4.297 | 0.44 | 0.041 | 26.46 | 4.73 | 4.73 | 0.172
LDNO HV: LV Sub Site Specific Band 4 | 42A | 0 | 4.297 | 0.44 | 0.041 | 49.26 | 4.73 | 4.73 | 0.172
LDNO HV: HV Site Specific No Residual | 52A | 0 | 4.236 | 0.4 | 0.033 | 159.13 | 4.65 | 4.65 | 0.16
LDNO HV: HV Site Specific Band 1 | 62A | 0 | 4.236 | 0.4 | 0.033 | 210.84 | 4.65 | 4.65 | 0.16
LDNO HV: HV Site Specific Band 2 | 72A | 0 | 4.236 | 0.4 | 0.033 | 267.52 | 4.65 | 4.65 | 0.16
LDNO HV: HV Site Specific Band 3 | 82A | 0 | 4.236 | 0.4 | 0.033 | 357.51 | 4.65 | 4.65 | 0.16
LDNO HV: HV Site Specific Band 4 | 92A | 0 | 4.236 | 0.4 | 0.033 | 749.23 | 4.65 | 4.65 | 0.16
LDNO HV: Unmetered Supplies | A48, A49, A50, A51, A52 | 0, 1 or 8 | 20.247 | 1.715 | 1.039
LDNO HV: LV Generation Aggregated | A42 | 0, 8 | -9.135 | -1.124 | -0.144 | 0
LDNO HV: LV Sub Generation Aggregated | A62 | 0 | -7.369 | -0.865 | -0.103 | 0
LDNO HV: LV Generation Site Specific | A72 | 0 | -9.135 | -1.124 | -0.144 | 0 |  |  | 0.459
LDNO HV: LV Sub Generation Site Specific | 2 | 0 | -7.369 | -0.865 | -0.103 | 0 |  |  | 0.328
LDNO HV: HV Generation Site Specific | 22 | 0 | -5.466 | -0.559 | -0.052 | 0 |  |  | 0.277
LDNO HVplus: Domestic Aggregated or CT with Residual |  | 0, 1, 2 | 6.764 | 0.833 | 0.106 | 3.95
LDNO HVplus: Domestic Aggregated (related MPAN) |  | 2 | 6.764 | 0.833 | 0.106
LDNO HVplus: Non-Domestic Aggregated or CT No Residual |  | 0, 3, 4, 5-8 | 5.116 | 0.63 | 0.08 | 4.11
LDNO HVplus: Non-Domestic Aggregated or CT Band 1 |  | 0, 3, 4, 5-8 | 5.116 | 0.63 | 0.08 | 4.21
LDNO HVplus: Non-Domestic Aggregated or CT Band 2 |  | 0, 3, 4, 5-8 | 5.116 | 0.63 | 0.08 | 4.4
LDNO HVplus: Non-Domestic Aggregated or CT Band 3 |  | 0, 3, 4, 5-8 | 5.116 | 0.63 | 0.08 | 4.72
LDNO HVplus: Non-Domestic Aggregated or CT Band 4 |  | 0, 3, 4, 5-8 | 5.116 | 0.63 | 0.08 | 5.69
LDNO HVplus: Non-Domestic Aggregated (related MPAN) |  | 4 | 5.116 | 0.63 | 0.08
LDNO HVplus: LV Site Specific No Residual |  | 0 | 3.558 | 0.409 | 0.047 | 9.39 | 3.51 | 3.51 | 0.161
LDNO HVplus: LV Site Specific Band 1 |  | 0 | 3.558 | 0.409 | 0.047 | 12.52 | 3.51 | 3.51 | 0.161
LDNO HVplus: LV Site Specific Band 2 |  | 0 | 3.558 | 0.409 | 0.047 | 14.45 | 3.51 | 3.51 | 0.161
LDNO HVplus: LV Site Specific Band 3 |  | 0 | 3.558 | 0.409 | 0.047 | 16.35 | 3.51 | 3.51 | 0.161
LDNO HVplus: LV Site Specific Band 4 |  | 0 | 3.558 | 0.409 | 0.047 | 29.11 | 3.51 | 3.51 | 0.161
LDNO HVplus: LV Sub Site Specific No Residual |  | 0 | 3.598 | 0.368 | 0.034 | 11.73 | 3.96 | 3.96 | 0.144
LDNO HVplus: LV Sub Site Specific Band 1 |  | 0 | 3.598 | 0.368 | 0.034 | 16.42 | 3.96 | 3.96 | 0.144
LDNO HVplus: LV Sub Site Specific Band 2 |  | 0 | 3.598 | 0.368 | 0.034 | 19.3 | 3.96 | 3.96 | 0.144
LDNO HVplus: LV Sub Site Specific Band 3 |  | 0 | 3.598 | 0.368 | 0.034 | 22.15 | 3.96 | 3.96 | 0.144
LDNO HVplus: LV Sub Site Specific Band 4 |  | 0 | 3.598 | 0.368 | 0.034 | 41.24 | 3.96 | 3.96 | 0.144
LDNO HVplus: HV Site Specific No Residual |  | 0 | 3.502 | 0.331 | 0.027 | 131.55 | 3.84 | 3.84 | 0.132
LDNO HVplus: HV Site Specific Band 1 |  | 0 | 3.502 | 0.331 | 0.027 | 174.31 | 3.84 | 3.84 | 0.132
LDNO HVplus: HV Site Specific Band 2 |  | 0 | 3.502 | 0.331 | 0.027 | 221.16 | 3.84 | 3.84 | 0.132
LDNO HVplus: HV Site Specific Band 3 |  | 0 | 3.502 | 0.331 | 0.027 | 295.56 | 3.84 | 3.84 | 0.132
LDNO HVplus: HV Site Specific Band 4 |  | 0 | 3.502 | 0.331 | 0.027 | 619.41 | 3.84 | 3.84 | 0.132
LDNO HVplus: Unmetered Supplies |  | 0, 1 or 8 | 17.451 | 1.478 | 0.895
LDNO HVplus: LV Generation Aggregated |  | 0, 8 | -5.969 | -0.735 | -0.094 | 0
LDNO HVplus: LV Sub Generation Aggregated |  | 0 | -5.335 | -0.626 | -0.075 | 0
LDNO HVplus: LV Generation Site Specific |  | 0 | -5.969 | -0.735 | -0.094 | 0 |  |  | 0.3
LDNO HVplus: LV Sub Generation Site Specific |  | 0 | -5.335 | -0.626 | -0.075 | 0 |  |  | 0.237
LDNO HVplus: HV Generation Site Specific |  | 0 | -5.466 | -0.559 | -0.052 | 12.88 |  |  | 0.277
LDNO EHV: Domestic Aggregated or CT with Residual |  | 0, 1, 2 | 5.165 | 0.636 | 0.081 | 3.02
LDNO EHV: Domestic Aggregated (related MPAN) |  | 2 | 5.165 | 0.636 | 0.081
LDNO EHV: Non-Domestic Aggregated or CT No Residual |  | 0, 3, 4, 5-8 | 3.906 | 0.481 | 0.061 | 3.14
LDNO EHV: Non-Domestic Aggregated or CT Band 1 |  | 0, 3, 4, 5-8 | 3.906 | 0.481 | 0.061 | 3.22
LDNO EHV: Non-Domestic Aggregated or CT Band 2 |  | 0, 3, 4, 5-8 | 3.906 | 0.481 | 0.061 | 3.36
LDNO EHV: Non-Domestic Aggregated or CT Band 3 |  | 0, 3, 4, 5-8 | 3.906 | 0.481 | 0.061 | 3.61
LDNO EHV: Non-Domestic Aggregated or CT Band 4 |  | 0, 3, 4, 5-8 | 3.906 | 0.481 | 0.061 | 4.35
LDNO EHV: Non-Domestic Aggregated (related MPAN) |  | 4 | 3.906 | 0.481 | 0.061
LDNO EHV: LV Site Specific No Residual |  | 0 | 2.717 | 0.312 | 0.036 | 7.17 | 2.68 | 2.68 | 0.123
LDNO EHV: LV Site Specific Band 1 |  | 0 | 2.717 | 0.312 | 0.036 | 9.56 | 2.68 | 2.68 | 0.123
LDNO EHV: LV Site Specific Band 2 |  | 0 | 2.717 | 0.312 | 0.036 | 11.03 | 2.68 | 2.68 | 0.123
LDNO EHV: LV Site Specific Band 3 |  | 0 | 2.717 | 0.312 | 0.036 | 12.49 | 2.68 | 2.68 | 0.123
LDNO EHV: LV Site Specific Band 4 |  | 0 | 2.717 | 0.312 | 0.036 | 22.23 | 2.68 | 2.68 | 0.123
LDNO EHV: LV Sub Site Specific No Residual |  | 0 | 2.747 | 0.281 | 0.026 | 8.96 | 3.02 | 3.02 | 0.11
LDNO EHV: LV Sub Site Specific Band 1 |  | 0 | 2.747 | 0.281 | 0.026 | 12.54 | 3.02 | 3.02 | 0.11
LDNO EHV: LV Sub Site Specific Band 2 |  | 0 | 2.747 | 0.281 | 0.026 | 14.74 | 3.02 | 3.02 | 0.11
LDNO EHV: LV Sub Site Specific Band 3 |  | 0 | 2.747 | 0.281 | 0.026 | 16.91 | 3.02 | 3.02 | 0.11
LDNO EHV: LV Sub Site Specific Band 4 |  | 0 | 2.747 | 0.281 | 0.026 | 31.49 | 3.02 | 3.02 | 0.11
LDNO EHV: HV Site Specific No Residual |  | 0 | 2.674 | 0.253 | 0.021 | 100.46 | 2.93 | 2.93 | 0.101
LDNO EHV: HV Site Specific Band 1 |  | 0 | 2.674 | 0.253 | 0.021 | 133.11 | 2.93 | 2.93 | 0.101
LDNO EHV: HV Site Specific Band 2 |  | 0 | 2.674 | 0.253 | 0.021 | 168.89 | 2.93 | 2.93 | 0.101
LDNO EHV: HV Site Specific Band 3 |  | 0 | 2.674 | 0.253 | 0.021 | 225.7 | 2.93 | 2.93 | 0.101
LDNO EHV: HV Site Specific Band 4 |  | 0 | 2.674 | 0.253 | 0.021 | 473 | 2.93 | 2.93 | 0.101
LDNO EHV: Unmetered Supplies |  | 0, 1 or 8 | 13.326 | 1.129 | 0.684
LDNO EHV: LV Generation Aggregated |  | 0, 8 | -4.558 | -0.561 | -0.072 | 0
LDNO EHV: LV Sub Generation Aggregated |  | 0 | -4.074 | -0.478 | -0.057 | 0
LDNO EHV: LV Generation Site Specific |  | 0 | -4.558 | -0.561 | -0.072 | 0 |  |  | 0.229
LDNO EHV: LV Sub Generation Site Specific |  | 0 | -4.074 | -0.478 | -0.057 | 0 |  |  | 0.181
LDNO EHV: HV Generation Site Specific |  | 0 | -4.174 | -0.427 | -0.039 | 9.84 |  |  | 0.212
LDNO 132kV/EHV: Domestic Aggregated or CT with Residual |  | 0, 1, 2 | 3.869 | 0.476 | 0.061 | 2.26
LDNO 132kV/EHV: Domestic Aggregated (related MPAN) |  | 2 | 3.869 | 0.476 | 0.061
LDNO 132kV/EHV: Non-Domestic Aggregated or CT No Residual |  | 0, 3, 4, 5-8 | 2.926 | 0.36 | 0.046 | 2.35
LDNO 132kV/EHV: Non-Domestic Aggregated or CT Band 1 |  | 0, 3, 4, 5-8 | 2.926 | 0.36 | 0.046 | 2.41
LDNO 132kV/EHV: Non-Domestic Aggregated or CT Band 2 |  | 0, 3, 4, 5-8 | 2.926 | 0.36 | 0.046 | 2.52
LDNO 132kV/EHV: Non-Domestic Aggregated or CT Band 3 |  | 0, 3, 4, 5-8 | 2.926 | 0.36 | 0.046 | 2.7
LDNO 132kV/EHV: Non-Domestic Aggregated or CT Band 4 |  | 0, 3, 4, 5-8 | 2.926 | 0.36 | 0.046 | 3.26
LDNO 132kV/EHV: Non-Domestic Aggregated (related MPAN) |  | 4 | 2.926 | 0.36 | 0.046
LDNO 132kV/EHV: LV Site Specific No Residual |  | 0 | 2.035 | 0.234 | 0.027 | 5.37 | 2.01 | 2.01 | 0.092
LDNO 132kV/EHV: LV Site Specific Band 1 |  | 0 | 2.035 | 0.234 | 0.027 | 7.16 | 2.01 | 2.01 | 0.092
LDNO 132kV/EHV: LV Site Specific Band 2 |  | 0 | 2.035 | 0.234 | 0.027 | 8.26 | 2.01 | 2.01 | 0.092
LDNO 132kV/EHV: LV Site Specific Band 3 |  | 0 | 2.035 | 0.234 | 0.027 | 9.35 | 2.01 | 2.01 | 0.092
LDNO 132kV/EHV: LV Site Specific Band 4 |  | 0 | 2.035 | 0.234 | 0.027 | 16.65 | 2.01 | 2.01 | 0.092
LDNO 132kV/EHV: LV Sub Site Specific No Residual |  | 0 | 2.058 | 0.211 | 0.019 | 6.71 | 2.26 | 2.26 | 0.082
LDNO 132kV/EHV: LV Sub Site Specific Band 1 |  | 0 | 2.058 | 0.211 | 0.019 | 9.39 | 2.26 | 2.26 | 0.082
LDNO 132kV/EHV: LV Sub Site Specific Band 2 |  | 0 | 2.058 | 0.211 | 0.019 | 11.04 | 2.26 | 2.26 | 0.082
LDNO 132kV/EHV: LV Sub Site Specific Band 3 |  | 0 | 2.058 | 0.211 | 0.019 | 12.67 | 2.26 | 2.26 | 0.082
LDNO 132kV/EHV: LV Sub Site Specific Band 4 |  | 0 | 2.058 | 0.211 | 0.019 | 23.59 | 2.26 | 2.26 | 0.082
LDNO 132kV/EHV: HV Site Specific No Residual |  | 0 | 2.003 | 0.189 | 0.016 | 75.24 | 2.2 | 2.2 | 0.076
LDNO 132kV/EHV: HV Site Specific Band 1 |  | 0 | 2.003 | 0.189 | 0.016 | 99.7 | 2.2 | 2.2 | 0.076
LDNO 132kV/EHV: HV Site Specific Band 2 |  | 0 | 2.003 | 0.189 | 0.016 | 126.5 | 2.2 | 2.2 | 0.076
LDNO 132kV/EHV: HV Site Specific Band 3 |  | 0 | 2.003 | 0.189 | 0.016 | 169.05 | 2.2 | 2.2 | 0.076
LDNO 132kV/EHV: HV Site Specific Band 4 |  | 0 | 2.003 | 0.189 | 0.016 | 354.28 | 2.2 | 2.2 | 0.076
LDNO 132kV/EHV: Unmetered Supplies |  | 0, 1 or 8 | 9.982 | 0.845 | 0.512
LDNO 132kV/EHV: LV Generation Aggregated |  | 0, 8 | -3.414 | -0.42 | -0.054 | 0
LDNO 132kV/EHV: LV Sub Generation Aggregated |  | 0 | -3.052 | -0.358 | -0.043 | 0
LDNO 132kV/EHV: LV Generation Site Specific |  | 0 | -3.414 | -0.42 | -0.054 | 0 |  |  | 0.172
LDNO 132kV/EHV: LV Sub Generation Site Specific |  | 0 | -3.052 | -0.358 | -0.043 | 0 |  |  | 0.136
LDNO 132kV/EHV: HV Generation Site Specific |  | 0 | -3.126 | -0.32 | -0.03 | 7.37 |  |  | 0.159
LDNO 132kV: Domestic Aggregated or CT with Residual |  | 0, 1, 2 | 2.603 | 0.32 | 0.041 | 1.52
LDNO 132kV: Domestic Aggregated (related MPAN) |  | 2 | 2.603 | 0.32 | 0.041
LDNO 132kV: Non-Domestic Aggregated or CT No Residual |  | 0, 3, 4, 5-8 | 1.968 | 0.242 | 0.031 | 1.58
LDNO 132kV: Non-Domestic Aggregated or CT Band 1 |  | 0, 3, 4, 5-8 | 1.968 | 0.242 | 0.031 | 1.62
LDNO 132kV: Non-Domestic Aggregated or CT Band 2 |  | 0, 3, 4, 5-8 | 1.968 | 0.242 | 0.031 | 1.69
LDNO 132kV: Non-Domestic Aggregated or CT Band 3 |  | 0, 3, 4, 5-8 | 1.968 | 0.242 | 0.031 | 1.82
LDNO 132kV: Non-Domestic Aggregated or CT Band 4 |  | 0, 3, 4, 5-8 | 1.968 | 0.242 | 0.031 | 2.19
LDNO 132kV: Non-Domestic Aggregated (related MPAN) |  | 4 | 1.968 | 0.242 | 0.031
LDNO 132kV: LV Site Specific No Residual |  | 0 | 1.369 | 0.157 | 0.018 | 3.61 | 1.35 | 1.35 | 0.062
LDNO 132kV: LV Site Specific Band 1 |  | 0 | 1.369 | 0.157 | 0.018 | 4.82 | 1.35 | 1.35 | 0.062
LDNO 132kV: LV Site Specific Band 2 |  | 0 | 1.369 | 0.157 | 0.018 | 5.56 | 1.35 | 1.35 | 0.062
LDNO 132kV: LV Site Specific Band 3 |  | 0 | 1.369 | 0.157 | 0.018 | 6.29 | 1.35 | 1.35 | 0.062
LDNO 132kV: LV Site Specific Band 4 |  | 0 | 1.369 | 0.157 | 0.018 | 11.2 | 1.35 | 1.35 | 0.062
LDNO 132kV: LV Sub Site Specific No Residual |  | 0 | 1.384 | 0.142 | 0.013 | 4.51 | 1.52 | 1.52 | 0.055
LDNO 132kV: LV Sub Site Specific Band 1 |  | 0 | 1.384 | 0.142 | 0.013 | 6.32 | 1.52 | 1.52 | 0.055
LDNO 132kV: LV Sub Site Specific Band 2 |  | 0 | 1.384 | 0.142 | 0.013 | 7.43 | 1.52 | 1.52 | 0.055
LDNO 132kV: LV Sub Site Specific Band 3 |  | 0 | 1.384 | 0.142 | 0.013 | 8.52 | 1.52 | 1.52 | 0.055
LDNO 132kV: LV Sub Site Specific Band 4 |  | 0 | 1.384 | 0.142 | 0.013 | 15.87 | 1.52 | 1.52 | 0.055
LDNO 132kV: HV Site Specific No Residual |  | 0 | 1.347 | 0.127 | 0.01 | 50.62 | 1.48 | 1.48 | 0.051
LDNO 132kV: HV Site Specific Band 1 |  | 0 | 1.347 | 0.127 | 0.01 | 67.07 | 1.48 | 1.48 | 0.051
LDNO 132kV: HV Site Specific Band 2 |  | 0 | 1.347 | 0.127 | 0.01 | 85.09 | 1.48 | 1.48 | 0.051
LDNO 132kV: HV Site Specific Band 3 |  | 0 | 1.347 | 0.127 | 0.01 | 113.72 | 1.48 | 1.48 | 0.051
LDNO 132kV: HV Site Specific Band 4 |  | 0 | 1.347 | 0.127 | 0.01 | 238.32 | 1.48 | 1.48 | 0.051
LDNO 132kV: Unmetered Supplies |  | 0, 1 or 8 | 6.714 | 0.569 | 0.345
LDNO 132kV: LV Generation Aggregated |  | 0, 8 | -2.297 | -0.283 | -0.036 | 0
LDNO 132kV: LV Sub Generation Aggregated |  | 0 | -2.053 | -0.241 | -0.029 | 0
LDNO 132kV: LV Generation Site Specific |  | 0 | -2.297 | -0.283 | -0.036 | 0 |  |  | 0.116
LDNO 132kV: LV Sub Generation Site Specific |  | 0 | -2.053 | -0.241 | -0.029 | 0 |  |  | 0.091
LDNO 132kV: HV Generation Site Specific |  | 0 | -2.103 | -0.215 | -0.02 | 4.96 |  |  | 0.107
LDNO 0000: Domestic Aggregated or CT with Residual |  | 0, 1, 2 | 0.583 | 0.072 | 0.009 | 0.34
LDNO 0000: Domestic Aggregated (related MPAN) |  | 2 | 0.583 | 0.072 | 0.009
LDNO 0000: Non-Domestic Aggregated or CT No Residual |  | 0, 3, 4, 5-8 | 0.441 | 0.054 | 0.007 | 0.35
LDNO 0000: Non-Domestic Aggregated or CT Band 1 |  | 0, 3, 4, 5-8 | 0.441 | 0.054 | 0.007 | 0.36
LDNO 0000: Non-Domestic Aggregated or CT Band 2 |  | 0, 3, 4, 5-8 | 0.441 | 0.054 | 0.007 | 0.38
LDNO 0000: Non-Domestic Aggregated or CT Band 3 |  | 0, 3, 4, 5-8 | 0.441 | 0.054 | 0.007 | 0.41
LDNO 0000: Non-Domestic Aggregated or CT Band 4 |  | 0, 3, 4, 5-8 | 0.441 | 0.054 | 0.007 | 0.49
LDNO 0000: Non-Domestic Aggregated (related MPAN) |  | 4 | 0.441 | 0.054 | 0.007
LDNO 0000: LV Site Specific No Residual |  | 0 | 0.307 | 0.035 | 0.004 | 0.81 | 0.3 | 0.3 | 0.014
LDNO 0000: LV Site Specific Band 1 |  | 0 | 0.307 | 0.035 | 0.004 | 1.08 | 0.3 | 0.3 | 0.014
LDNO 0000: LV Site Specific Band 2 |  | 0 | 0.307 | 0.035 | 0.004 | 1.25 | 0.3 | 0.3 | 0.014
LDNO 0000: LV Site Specific Band 3 |  | 0 | 0.307 | 0.035 | 0.004 | 1.41 | 0.3 | 0.3 | 0.014
LDNO 0000: LV Site Specific Band 4 |  | 0 | 0.307 | 0.035 | 0.004 | 2.51 | 0.3 | 0.3 | 0.014
LDNO 0000: LV Sub Site Specific No Residual |  | 0 | 0.31 | 0.032 | 0.003 | 1.01 | 0.34 | 0.34 | 0.012
LDNO 0000: LV Sub Site Specific Band 1 |  | 0 | 0.31 | 0.032 | 0.003 | 1.42 | 0.34 | 0.34 | 0.012
LDNO 0000: LV Sub Site Specific Band 2 |  | 0 | 0.31 | 0.032 | 0.003 | 1.66 | 0.34 | 0.34 | 0.012
LDNO 0000: LV Sub Site Specific Band 3 |  | 0 | 0.31 | 0.032 | 0.003 | 1.91 | 0.34 | 0.34 | 0.012
LDNO 0000: LV Sub Site Specific Band 4 |  | 0 | 0.31 | 0.032 | 0.003 | 3.56 | 0.34 | 0.34 | 0.012
LDNO 0000: HV Site Specific No Residual |  | 0 | 0.302 | 0.029 | 0.002 | 11.35 | 0.33 | 0.33 | 0.011
LDNO 0000: HV Site Specific Band 1 |  | 0 | 0.302 | 0.029 | 0.002 | 15.03 | 0.33 | 0.33 | 0.011
LDNO 0000: HV Site Specific Band 2 |  | 0 | 0.302 | 0.029 | 0.002 | 19.07 | 0.33 | 0.33 | 0.011
LDNO 0000: HV Site Specific Band 3 |  | 0 | 0.302 | 0.029 | 0.002 | 25.49 | 0.33 | 0.33 | 0.011
LDNO 0000: HV Site Specific Band 4 |  | 0 | 0.302 | 0.029 | 0.002 | 53.42 | 0.33 | 0.33 | 0.011
LDNO 0000: Unmetered Supplies |  | 0, 1 or 8 | 1.505 | 0.127 | 0.077
LDNO 0000: LV Generation Aggregated |  | 0, 8 | -0.515 | -0.063 | -0.008 | 0
LDNO 0000: LV Sub Generation Aggregated |  | 0 | -0.46 | -0.054 | -0.006 | 0
LDNO 0000: LV Generation Site Specific |  | 0 | -0.515 | -0.063 | -0.008 | 0 |  |  | 0.026
LDNO 0000: LV Sub Generation Site Specific |  | 0 | -0.46 | -0.054 | -0.006 | 0 |  |  | 0.02
LDNO 0000: HV Generation Site Specific |  | 0 | -0.471 | -0.048 | -0.004 | 1.11 |  |  | 0.024

## Annex 5 LLFs
Back to Overview
This table has intentionally been left blank. The line loss factors that are approved by the BSC Panel for the applicable year and consequently published on the Elexon website will take precedence and be used in Settlement. This annex will be re-published once these values are available.
Fulcrum Electricity Assets Ltd - GSP_A - Illustrative LLFs for year beginning 1 April 2026
Time periods |  | Period 1 | Period 2 | Period 3 | Period 4 | Period 5
|  | Winter Peak | Summer Peak | Winter Shoulder | Night | Other
Monday to Friday November to February |  | 16:00 - 20:00 |  | 07:00 - 16:00
Monday to Friday June to August |  |  | 07:00 - 20:00
Monday to Friday March |  |  |  | 07:00 - 20:00
All Year |  |  |  |  | 00:00 - 07:00 | All Other Times
Notes |  | All the above times are in UK Clock time
Generic demand and generation LLFs
Metered voltage, respective periods and associated LLFCs/DUoS Tariff IDs
Metered voltage | Period 1 | Period 2 | Period 3 | Period 4 | Period 5 | Associated LLFC/DUoS Tariff ID
Low-voltage network | 1.139 | 1.097 | 1.121 | 1.09 | 1.105 | A01, A21, A31, 1A1, 2A1, 3A1, 4A1, A1, 5A1, 6A1, 7A1, 8A1, 9A1, A15, A16, A17, A18, A19, A41, A71, A1L, A3L, 1AL, 2AL, 3AL, 4AL,
Low-voltage substation | 1.046 | 1.04 | 1.043 | 1.041 | 1.041 | A02, A22, A32, 1A2, 2A2, 3A2, 4A2, A2, 5A2, 6A2, 7A2, 8A2, 9A2, 2A, 12A, 22A, 32A, 42A, A48, A49, A50, A51, A52, A42, A62, A72, 2, A2H, A3H, 1AH, 2AH, 3AH, 4AH
High-voltage network | 1.036 | 1.028 | 1.033 | 1.027 | 1.029
High-voltage substation | 1.027 | 1.022 | 1.025 | 1.022 | 1.023 | 52A, 62A, 72A, 82A, 92A, 22
33kV generic | 1.022 | 1.016 | 1.02 | 1.016 | 1.018
132kV generic | 1.007 | 1.005 | 1.006 | 1.005 | 1.005
EHV site specific LLFs
Demand
Site | Period 1 | Period 2 | Period 3 | Period 4 | Period 5 | Associated LLFC/DUoS Tariff ID
Site 1
Site 2
Site 3
Site 4
Site 5
EHV site specific LLFs
Generation
Site | Period 1 | Period 2 | Period 3 | Period 4 | Period 5 | Associated LLFC/DUoS Tariff ID
Site 1
Site 2
Site 3
Site 4
Site 5
CVA site specific LLFs
Site | Period 1 | Period 2 | Period 3 | Period 4 | Period 5 | MSID
Site 1
Site 2
Site 3
Site 4
Site 5

## Annex 6 New or Amended EHV
Back to Overview |  |  | Note: The DNO reserves the right to apply the listed charges to any other MPANs/MSIDs associated with the site. This includes reallocating charges to a traded MPAN at the same site where another MPAN has been disconnected or de-energised. If sites appear in both Annex 2 and Annex 6, the charges in Annex 6 take precedence. Where an existing Designated EHV Property is modified and energised in the charging year, we may revise the EDCM charges for the modified Designated EHV Property.
Annex 6 - Charges for New or Amended Designated EHV Properties
Fulcrum Electricity Assets Ltd - GSP_A - Effective from 1 April 2026 - Final new designated EHV charges
Effective from date | Import Unique Identifier | LLFC/ DUoS Tariff ID | Import MPANs/MSIDs | Export Unique Identifier | LLFC/ DUoS Tariff ID | Export MPANs/MSIDs | Name | Residual Charging Band | Import Super Red unit charge (p/kWh) | Import fixed charge (p/day) | Import capacity charge (p/kVA/day) | Import exceeded capacity charge (p/kVA/day) | Export Super Red unit charge (p/kWh) | Export fixed charge (p/day) | Export capacity charge (p/kVA/day) | Export exceeded capacity charge (p/kVA/day)
Fulcrum Electricity Assets Ltd - GSP_A - Effective from 1 April 2026 - Final new designated EHV line loss factors
Effective from date | Import Unique Identifier | LLFC/ DUoS Tariff ID | Import MPANs/MSIDs | Export Unique Identifier | LLFC/ DUoS Tariff ID | Export MPANs/MSIDs | Name | Residual Charging Band | Import LLF period 1 | Import LLF period 2 | Import LLF period 3 | Import LLF period 4 | Import LLF period 5 | Export LLF period 1 | Export LLF period 2 | Export LLF period 3 | Export LLF period 4 | Export LLF period 5

## Annex 7 Pass-Through Costs
Back to Overview
Fulcrum Electricity Assets Ltd - GSP_A - Effective from 1 April 2026 - Final Supplier of Last Resort and Eligible Bad Debt Pass-Through Costs
Tariff name | Open LLFCs/ DUoS Tariff IDs / LDNO unique billing identifier | PCs | Supplier of Last Resort Fixed charge adder* p/MPAN/day | Eligible Bad Debt Fixed charge adder** p/MPAN/day
Domestic Aggregated or CT with Residual | A01, A02, A1L, A2H | 0, 1, 2 | 0 | 0
Non-Domestic Aggregated or CT No Residual | A31, A32, A3L, A3H | 0, 3, 4, 5-8 |  | 0
Non-Domestic Aggregated or CT Band 1 | 1A1, 1A2, 1AL, 1AH | 0, 3, 4, 5-8 |  | 0
Non-Domestic Aggregated or CT Band 2 | 2A1, 2A2, 2AL, 2AH | 0, 3, 4, 5-8 |  | 0
Non-Domestic Aggregated or CT Band 3 | 3A1, 3A2, 3AL, 3AH | 0, 3, 4, 5-8 |  | 0
Non-Domestic Aggregated or CT Band 4 | 4A1, 4A2, 4AL, 4AH | 0, 3, 4, 5-8 |  | 0
LV Site Specific No Residual | 5A1, 5A2 | 0 |  | 0
LV Site Specific Band 1 | 6A1, 6A2 | 0 |  | 0
LV Site Specific Band 2 | 7A1, 7A2 | 0 |  | 0
LV Site Specific Band 3 | 8A1, 8A2 | 0 |  | 0
LV Site Specific Band 4 | 9A1, 9A2 | 0 |  | 0
LV Sub Site Specific No Residual | 2A | 0 |  | 0
LV Sub Site Specific Band 1 | 12A | 0 |  | 0
LV Sub Site Specific Band 2 | 22A | 0 |  | 0
LV Sub Site Specific Band 3 | 32A | 0 |  | 0
LV Sub Site Specific Band 4 | 42A | 0 |  | 0
HV Site Specific No Residual | 52A | 0 |  | 0
HV Site Specific Band 1 | 62A | 0 |  | 0
HV Site Specific Band 2 | 72A | 0 |  | 0
HV Site Specific Band 3 | 82A | 0 |  | 0
HV Site Specific Band 4 | 92A | 0 |  | 0
LDNO LV: Domestic Aggregated or CT with Residual | A01, A1L | 0, 1, 2 | 0 | 0
LDNO LV: Non-Domestic Aggregated or CT No Residual | A31, A3L | 0, 3, 4, 5-8 |  | 0
LDNO LV: Non-Domestic Aggregated or CT Band 1 | 1A1, 1AL | 0, 3, 4, 5-8 |  | 0
LDNO LV: Non-Domestic Aggregated or CT Band 2 | 2A1, 2AL | 0, 3, 4, 5-8 |  | 0
LDNO LV: Non-Domestic Aggregated or CT Band 3 | 3A1, 3AL | 0, 3, 4, 5-8 |  | 0
LDNO LV: Non-Domestic Aggregated or CT Band 4 | 4A1, 4AL | 0, 3, 4, 5-8 |  | 0
LDNO LV: LV Site Specific No Residual | 5A1 | 0 |  | 0
LDNO LV: LV Site Specific Band 1 | 6A1 | 0 |  | 0
LDNO LV: LV Site Specific Band 2 | 7A1 | 0 |  | 0
LDNO LV: LV Site Specific Band 3 | 8A1 | 0 |  | 0
LDNO LV: LV Site Specific Band 4 | 9A1 | 0 |  | 0
LDNO HV: Domestic Aggregated or CT with Residual | A02, A2H | 0, 1, 2 | 0 | 0
LDNO HV: Non-Domestic Aggregated or CT No Residual | A32, A3H | 0, 3, 4, 5-8 |  | 0
LDNO HV: Non-Domestic Aggregated or CT Band 1 | 1A2, 1AH | 0, 3, 4, 5-8 |  | 0
LDNO HV: Non-Domestic Aggregated or CT Band 2 | 2A2, 2AH | 0, 3, 4, 5-8 |  | 0
LDNO HV: Non-Domestic Aggregated or CT Band 3 | 3A2, 3AH | 0, 3, 4, 5-8 |  | 0
LDNO HV: Non-Domestic Aggregated or CT Band 4 | 4A2, 4AH | 0, 3, 4, 5-8 |  | 0
LDNO HV: LV Site Specific No Residual | 5A2 | 0 |  | 0
LDNO HV: LV Site Specific Band 1 | 6A2 | 0 |  | 0
LDNO HV: LV Site Specific Band 2 | 7A2 | 0 |  | 0
LDNO HV: LV Site Specific Band 3 | 8A2 | 0 |  | 0
LDNO HV: LV Site Specific Band 4 | 9A2 | 0 |  | 0
LDNO HV: LV Sub Site Specific No Residual | 2A | 0 |  | 0
LDNO HV: LV Sub Site Specific Band 1 | 12A | 0 |  | 0
LDNO HV: LV Sub Site Specific Band 2 | 22A | 0 |  | 0
LDNO HV: LV Sub Site Specific Band 3 | 32A | 0 |  | 0
LDNO HV: LV Sub Site Specific Band 4 | 42A | 0 |  | 0
LDNO HV: HV Site Specific No Residual | 52A | 0 |  | 0
LDNO HV: HV Site Specific Band 1 | 62A | 0 |  | 0
LDNO HV: HV Site Specific Band 2 | 72A | 0 |  | 0
LDNO HV: HV Site Specific Band 3 | 82A | 0 |  | 0
LDNO HV: HV Site Specific Band 4 | 92A | 0 |  | 0
LDNO HVplus: Domestic Aggregated or CT with Residual |  | 0, 1, 2 | 0 | 0
LDNO HVplus: Non-Domestic Aggregated or CT No Residual |  | 0, 3, 4, 5-8 |  | 0
LDNO HVplus: Non-Domestic Aggregated or CT Band 1 |  | 0, 3, 4, 5-8 |  | 0
LDNO HVplus: Non-Domestic Aggregated or CT Band 2 |  | 0, 3, 4, 5-8 |  | 0
LDNO HVplus: Non-Domestic Aggregated or CT Band 3 |  | 0, 3, 4, 5-8 |  | 0
LDNO HVplus: Non-Domestic Aggregated or CT Band 4 |  | 0, 3, 4, 5-8 |  | 0
LDNO HVplus: LV Site Specific No Residual |  | 0 |  | 0
LDNO HVplus: LV Site Specific Band 1 |  | 0 |  | 0
LDNO HVplus: LV Site Specific Band 2 |  | 0 |  | 0
LDNO HVplus: LV Site Specific Band 3 |  | 0 |  | 0
LDNO HVplus: LV Site Specific Band 4 |  | 0 |  | 0
LDNO HVplus: LV Sub Site Specific No Residual |  | 0 |  | 0
LDNO HVplus: LV Sub Site Specific Band 1 |  | 0 |  | 0
LDNO HVplus: LV Sub Site Specific Band 2 |  | 0 |  | 0
LDNO HVplus: LV Sub Site Specific Band 3 |  | 0 |  | 0
LDNO HVplus: LV Sub Site Specific Band 4 |  | 0 |  | 0
LDNO HVplus: HV Site Specific No Residual |  | 0 |  | 0
LDNO HVplus: HV Site Specific Band 1 |  | 0 |  | 0
LDNO HVplus: HV Site Specific Band 2 |  | 0 |  | 0
LDNO HVplus: HV Site Specific Band 3 |  | 0 |  | 0
LDNO HVplus: HV Site Specific Band 4 |  | 0 |  | 0
LDNO EHV: Domestic Aggregated or CT with Residual |  | 0, 1, 2 | 0 | 0
LDNO EHV: Non-Domestic Aggregated or CT No Residual |  | 0, 3, 4, 5-8 |  | 0
LDNO EHV: Non-Domestic Aggregated or CT Band 1 |  | 0, 3, 4, 5-8 |  | 0
LDNO EHV: Non-Domestic Aggregated or CT Band 2 |  | 0, 3, 4, 5-8 |  | 0
LDNO EHV: Non-Domestic Aggregated or CT Band 3 |  | 0, 3, 4, 5-8 |  | 0
LDNO EHV: Non-Domestic Aggregated or CT Band 4 |  | 0, 3, 4, 5-8 |  | 0
LDNO EHV: LV Site Specific No Residual |  | 0 |  | 0
LDNO EHV: LV Site Specific Band 1 |  | 0 |  | 0
LDNO EHV: LV Site Specific Band 2 |  | 0 |  | 0
LDNO EHV: LV Site Specific Band 3 |  | 0 |  | 0
LDNO EHV: LV Site Specific Band 4 |  | 0 |  | 0
LDNO EHV: LV Sub Site Specific No Residual |  | 0 |  | 0
LDNO EHV: LV Sub Site Specific Band 1 |  | 0 |  | 0
LDNO EHV: LV Sub Site Specific Band 2 |  | 0 |  | 0
LDNO EHV: LV Sub Site Specific Band 3 |  | 0 |  | 0
LDNO EHV: LV Sub Site Specific Band 4 |  | 0 |  | 0
LDNO EHV: HV Site Specific No Residual |  | 0 |  | 0
LDNO EHV: HV Site Specific Band 1 |  | 0 |  | 0
LDNO EHV: HV Site Specific Band 2 |  | 0 |  | 0
LDNO EHV: HV Site Specific Band 3 |  | 0 |  | 0
LDNO EHV: HV Site Specific Band 4 |  | 0 |  | 0
LDNO 132kV/EHV: Domestic Aggregated or CT with Residual |  | 0, 1, 2 | 0 | 0
LDNO 132kV/EHV: Non-Domestic Aggregated or CT No Residual |  | 0, 3, 4, 5-8 |  | 0
LDNO 132kV/EHV: Non-Domestic Aggregated or CT Band 1 |  | 0, 3, 4, 5-8 |  | 0
LDNO 132kV/EHV: Non-Domestic Aggregated or CT Band 2 |  | 0, 3, 4, 5-8 |  | 0
LDNO 132kV/EHV: Non-Domestic Aggregated or CT Band 3 |  | 0, 3, 4, 5-8 |  | 0
LDNO 132kV/EHV: Non-Domestic Aggregated or CT Band 4 |  | 0, 3, 4, 5-8 |  | 0
LDNO 132kV/EHV: LV Site Specific No Residual |  | 0 |  | 0
LDNO 132kV/EHV: LV Site Specific Band 1 |  | 0 |  | 0
LDNO 132kV/EHV: LV Site Specific Band 2 |  | 0 |  | 0
LDNO 132kV/EHV: LV Site Specific Band 3 |  | 0 |  | 0
LDNO 132kV/EHV: LV Site Specific Band 4 |  | 0 |  | 0
LDNO 132kV/EHV: LV Sub Site Specific No Residual |  | 0 |  | 0
LDNO 132kV/EHV: LV Sub Site Specific Band 1 |  | 0 |  | 0
LDNO 132kV/EHV: LV Sub Site Specific Band 2 |  | 0 |  | 0
LDNO 132kV/EHV: LV Sub Site Specific Band 3 |  | 0 |  | 0
LDNO 132kV/EHV: LV Sub Site Specific Band 4 |  | 0 |  | 0
LDNO 132kV/EHV: HV Site Specific No Residual |  | 0 |  | 0
LDNO 132kV/EHV: HV Site Specific Band 1 |  | 0 |  | 0
LDNO 132kV/EHV: HV Site Specific Band 2 |  | 0 |  | 0
LDNO 132kV/EHV: HV Site Specific Band 3 |  | 0 |  | 0
LDNO 132kV/EHV: HV Site Specific Band 4 |  | 0 |  | 0
LDNO 132kV: Domestic Aggregated or CT with Residual |  | 0, 1, 2 | 0 | 0
LDNO 132kV: Non-Domestic Aggregated or CT No Residual |  | 0, 3, 4, 5-8 |  | 0
LDNO 132kV: Non-Domestic Aggregated or CT Band 1 |  | 0, 3, 4, 5-8 |  | 0
LDNO 132kV: Non-Domestic Aggregated or CT Band 2 |  | 0, 3, 4, 5-8 |  | 0
LDNO 132kV: Non-Domestic Aggregated or CT Band 3 |  | 0, 3, 4, 5-8 |  | 0
LDNO 132kV: Non-Domestic Aggregated or CT Band 4 |  | 0, 3, 4, 5-8 |  | 0
LDNO 132kV: LV Site Specific No Residual |  | 0 |  | 0
LDNO 132kV: LV Site Specific Band 1 |  | 0 |  | 0
LDNO 132kV: LV Site Specific Band 2 |  | 0 |  | 0
LDNO 132kV: LV Site Specific Band 3 |  | 0 |  | 0
LDNO 132kV: LV Site Specific Band 4 |  | 0 |  | 0
LDNO 132kV: LV Sub Site Specific No Residual |  | 0 |  | 0
LDNO 132kV: LV Sub Site Specific Band 1 |  | 0 |  | 0
LDNO 132kV: LV Sub Site Specific Band 2 |  | 0 |  | 0
LDNO 132kV: LV Sub Site Specific Band 3 |  | 0 |  | 0
LDNO 132kV: LV Sub Site Specific Band 4 |  | 0 |  | 0
LDNO 132kV: HV Site Specific No Residual |  | 0 |  | 0
LDNO 132kV: HV Site Specific Band 1 |  | 0 |  | 0
LDNO 132kV: HV Site Specific Band 2 |  | 0 |  | 0
LDNO 132kV: HV Site Specific Band 3 |  | 0 |  | 0
LDNO 132kV: HV Site Specific Band 4 |  | 0 |  | 0
LDNO 0000: Domestic Aggregated or CT with Residual |  | 0, 1, 2 | 0 | 0
LDNO 0000: Non-Domestic Aggregated or CT No Residual |  | 0, 3, 4, 5-8 |  | 0
LDNO 0000: Non-Domestic Aggregated or CT Band 1 |  | 0, 3, 4, 5-8 |  | 0
LDNO 0000: Non-Domestic Aggregated or CT Band 2 |  | 0, 3, 4, 5-8 |  | 0
LDNO 0000: Non-Domestic Aggregated or CT Band 3 |  | 0, 3, 4, 5-8 |  | 0
LDNO 0000: Non-Domestic Aggregated or CT Band 4 |  | 0, 3, 4, 5-8 |  | 0
LDNO 0000: LV Site Specific No Residual |  | 0 |  | 0
LDNO 0000: LV Site Specific Band 1 |  | 0 |  | 0
LDNO 0000: LV Site Specific Band 2 |  | 0 |  | 0
LDNO 0000: LV Site Specific Band 3 |  | 0 |  | 0
LDNO 0000: LV Site Specific Band 4 |  | 0 |  | 0
LDNO 0000: LV Sub Site Specific No Residual |  | 0 |  | 0
LDNO 0000: LV Sub Site Specific Band 1 |  | 0 |  | 0
LDNO 0000: LV Sub Site Specific Band 2 |  | 0 |  | 0
LDNO 0000: LV Sub Site Specific Band 3 |  | 0 |  | 0
LDNO 0000: LV Sub Site Specific Band 4 |  | 0 |  | 0
LDNO 0000: HV Site Specific No Residual |  | 0 |  | 0
LDNO 0000: HV Site Specific Band 1 |  | 0 |  | 0
LDNO 0000: HV Site Specific Band 2 |  | 0 |  | 0
LDNO 0000: HV Site Specific Band 3 |  | 0 |  | 0
LDNO 0000: HV Site Specific Band 4 |  | 0 |  | 0
*Supplier of Last Resort pass-through costs allocated to all domestic tariffs with a fixed charge (including LDNO)
**Eligible Bad Debt pass-through costs allocated to all metered demand tariffs (including LDNO)

## Nodal prices
Back to Overview
Fulcrum Electricity Assets Ltd - GSP_A - Effective from 1 April 2026 - Final Nodal/Zonal charges
Node/Zone ID | Geographical name | Local charge 1 £/kVA | Remote charge 1 £/kVA
ABBE31 | Abberton Grid 33kV | 0 | 14.8049
ABBO51 | Abbots Central Primary 11kV | 8.1105 | 3.6583
ACRO51 | Acrows Primary 11kV | -0.0085074 | 6.9281
ADEB51 | Addenbrookes Primary 11kV | 0.94193 | 3.8985
ADEL51 | Adelaide St Primary 11kV | 4.032 | 7.7782
ALDR51 | Aldreth Primary 11kV | 0.086356 | 6.5095
ALDR52 | Aldreth Primary 11kV | 0.24009 | 1.9404
ALPI51 | Alpington Primary 11kV | 0.31771 | 1.2415
ALRE51 | Alresford Primary 11kV | 3.7546 | -1.2017
AMEP51 | Amersham Primary 11kV | 0.0074501 | 5.7393
AMEP52 | Amersham Primary 11kV | 0.24244 | 5.4568
AMPT51 | Ampthill Primary 11kV | 1.5182 | 0.42523
ARBY51 | Arbury Grid 11kV | 0.0013672 | 5.9647
ARBY31 | Arbury Grid 33kV | 0.87988 | 5.1196
ALDA51 | Arla Dairies Primary 11kV | 0 | 5.2427
ALDA52 | Arla Dairies Primary 11kV | 0 | 5.2481
ATTL51 | Attleborough Primary 11kV | 0.013393 | 22.533
AUCA31 | Austin Canons Grid 33kV | 1.8484 | 6.8879
AUCP51 | Austin Canons Primary 11kV | 0.25267 | 9.0211
AUST51 | Austin Street Primary 11kV | -0.026856 | 2.9605
AYLS51 | Aylsham Primary 11kV | 0.090073 | 9.4863
BARC51 | Barclay Way Primary 11kV | 0.0071761 | 6.7647
BARE51 | Barnwell Primary 11kV | 0.84771 | 6.4024
BAST51 | Barrack St Primary 11kV | 0.099856 | -0.4489
BARR51 | Barrow Primary 11kV | 0.093162 | 4.4814
BHAM51 | Barsham Primary 11kV | 0.30198 | 12.8393
BART51 | Barton Primary 11kV | 0.029364 | 0.52047
BASG31 | Basildon Grid 33kV | 0.11701 | -0.8344
BASL51 | Basildon Local Primary 11kV | 1.9331 | 15.4863
BASS51 | Bassingbourn Primary 11kV | 0.69592 | 2.682
BATA51 | Bata Primary 11kV | 3.852 | -3.6603
BECC51 | Beccles Primary 11kV | 1.5636 | 13.0084
BECO51 | Becontree Primary 11kV | 0.37431 | 51.8983
BEEP51 | Bee Primary 11kV | 0.78785 | 5.2778
BEIG51 | Beighton Primary 11kV | 0.088987 | 14.1419
BLCH51 | Belchamp Grid 11kV | 1.3348 | 20.4097
BLCH31 | Belchamp Grid 33kV | 0 | 8.3092
BLCH32 | Belchamp Grid 33kV | 0 | 9.5008
BVUE51 | Bellevue Primary 11kV | -0.048722 | 5.441
BELL51 | Bellhouse Ln Primary 11kV | 1.4639 | 11.2835
BENH51 | Benhall Primary 11kV | -0.030902 | 22.0752
BENT51 | Bentwaters Primary 11kV | -0.033701 | 9.5934
BECH51 | Berechurch Primary 11kV | 0.074634 | 15.0954
BERE51 | Beresford Av Primary 11kV | 4.0103 | 7.8271
BERK51 | Berkhamsted Primary 11kV | 1.9685 | 14.2094
BIGG51 | Biggleswade Primary 11kV | -0.42707 | 18.3144
BIGG52 | Biggleswade Primary 11kV | 2.1096 | 15.8691
BILL51 | Billericay East Primary 11kV | 2.6562 | 11.5688
BISH31 | Bishops Stortford Grid 33kV | 1.8386 | -4.6453
BOIS51 | Bois Ln Primary 11kV | 2.8776 | 4.2574
BOUN51 | Boundary Park Primary 11kV | 0.7635 | 1.3481
BOUR51 | Bourn Primary 11kV | 0.054334 | -0.229
BOXT51 | Boxted Primary 11kV | -0.027896 | 0.061605
BOXT52 | Boxted Primary 11kV | -0.61871 | 13.645
BRAD51 | Bradwell Primary 11kV | 1.3047 | 1.0995
BDEP51 | Braintree Depot Primary 11kV | 3.6671 | -7.1211
BDEP52 | Braintree Depot Primary 11kV | 0.3824 | -7.2319
BRAI31 | Braintree Local 33kV | 0.81025 | -7.7403
BICK51 | Braiswick Primary 11kV | 0.14621 | 0.66629
BRAN51 | Brandon Primary 11kV | 0.24932 | 2.5773
BTHM51 | Brantham Primary 11kV | 0.039616 | 1.0852
BREN51 | Brentwood Primary 11kV | 0.050401 | 7.5312
BRIM11 | Brimsdown Grid 132kV | 0 | 0.029157
BRNO31 | Brimsdown North Grid 33kV | 0.2489 | -0.012788
BRSO51 | Brimsdown South Grid 11kV | 1.578 | -0.46312
BRSO52 | Brimsdown South Grid 11kV | 0.10618 | -0.0012518
BRIN51 | Brington Primary 11kV | 2.4195 | 28.4836
BRCK51 | Brockenhurst Primary 11kV | 5.1417 | 6.5274
BROG51 | Brogborough Primary 11kV | 2.7798 | 12.8024
BROX51 | Broxbourne Primary 11kV | 3.5085 | 5.269
BRUC51 | Bruce Gv Primary 11kV | 1.7362 | 4.3188
BUCK51 | Buckingham Rd Primary 11kV | 1.3007 | 15.4893
BUNG51 | Bungay Primary 11kV | 0.47068 | 10.8368
BURN51 | Burnham Primary 11kV | 0.45694 | 7.0698
BTHO51 | Burnham Thorpe Primary 11kV | 0.021836 | 3.3713
BURL31 | Burwell Local Grid 33kV | 0.011244 | 1.2619
BURW51 | Burwell Primary 11kV | 0.99469 | 1.1631
BURG51 | Bury Grid 11kV | -0.015855 | -0.062895
BURG31 | Bury Grid 33kV | 0 | 0.61508
BCAM51 | Bury Primary 11kV | 1.8622 | 16.3155
BUST51 | Bury St Primary 11kV | 0.30798 | 19.7318
BUSY51 | Bushey Mill Grid 11kV | 0 | -0.67279
BUSY31 | Bushey Mill Grid 33kV | 0.33071 | -0.20544
CADD51 | Caddington Primary 11kV | 0.7369 | 17.2132
CAIS51 | Caister Primary 11kV | 6.6837 | 4.1556
CANV51 | Canvey Primary 11kV | 1.7588 | 2.2739
CAPB51 | Capability Green Primary 11kV | 0.12254 | 0.67503
CELL31 | Cell Barnes Grid 33kV | 1.1339 | 3.3308
CELP51 | Cell Barnes Primary 11kV | 0.30667 | 5.1866
CEDM51 | Central Edmonton Primary 11kV | 1.1233 | 19.5058
CHAR51 | Central Harpenden Primary 11kV | 1.3795 | 11.587
CPOT51 | Central Potters Bar Primary 11kV | 1.6758 | 13.7895
CTOT51 | Central Tottenham Primary 11kV | 0.19142 | 4.8016
CWEL51 | Central Welwyn Primary 11kV | 2.6519 | 10.8854
CWEM51 | Central Wembley Primary 11kV | 0.17749 | 7.7686
CHAL51 | Chalvedon Primary 11kV | 1.4717 | 12.4313
CHAN51 | Chantry Ln Primary 11kV | 1.6235 | 5.4896
CHAS51 | Chase Cross Primary 11kV | 1.5714 | 17.7319
CHAT51 | Chatteris Primary 11kV | 0.24935 | 2.827
CHAU51 | Chaul End Primary 11kV | 3.7349 | 8.6219
CHAU52 | Chaul End Primary 11kV | 0.53676 | 0.75526
CHED51 | Cheddington Primary 11kV | 4.8514 | 13.9539
CHLE31 | Chelmsford East Grid 33kV | 0.18511 | 1.0737
CHEL51 | Chelmsford East Local 11kV | 2.9415 | 1.5741
CHNG51 | Chelmsford North Grid 11kV | 0 | -0.43399
CHEN51 | Chequers Primary 11kV | 8.276 | 48.3444
CHGN51 | Cherry Grn Primary 11kV | 1.7578 | 35.8383
CHTR51 | Cherry Tree Primary 11kV | 1.4426 | -0.052385
CHIN51 | Chinnor Primary 11kV | 0.41693 | 8.0215
CHIS51 | Chisbon Heath Primary 11kV | 0.40206 | 0.82233
CHUR51 | Church End Primary 11kV | 4.8958 | 2.3716
CLAC51 | Clacton 11kV | 0.077197 | -0.24496
CLTN31 | Clacton Grid 33kV | 0.097777 | -0.28568
CLAY51 | Claydon Cement Primary 11kV | 0.31629 | 16.5288
CLQU31 | Cliff Quay Grid 33kV | 0.58905 | -0.40883
COCK51 | Cockfosters Primary 11kV | 4.2284 | 18.191
COGG51 | Coggeshall Primary 11kV | 1.5005 | 27.2598
COLC51 | Colchester Grid 11kV | 0.74181 | 18.074
COLC31 | Colchester Grid 33kV | 0.17638 | 0.068245
CDBR51 | Coldharbour Farm 11kV | 0.18215 | 10.0152
COLI51 | Colindale Grid 11kV | 0 | 0.61717
COLI52 | Colindale Grid 11kV | 0 | 0.61696
CORN51 | Cornard Primary 11kV | -0.54805 | 28.2211
CORY31 | Coryton Grid 33kV | 0.33046 | -0.52686
COTT51 | Cotton Primary 11kV | -0.0013903 | 0.98008
COXF51 | Coxford Primary 11kV | 0.9259 | 1.9849
CRAN51 | Cranham Primary 11kV | 5.0287 | 1.211
CRGN71 | Cranley Gdns Primary 6.6kV | 0.30387 | 6.4395
CRIN51 | Cringleford Primary 11kV | 0.8522 | 2.1391
CROM51 | Cromer Primary 11kV | 0.0059816 | 21.6658
CROE71 | Crouch End Primary 6.6kV | 0.00064663 | 5.6841
CROW31 | Crowlands Grid 33kV | 0.3585 | 6.8908
CROY51 | Croydon Primary 11kV | 8.772 | -11.7934
CUFF51 | Cuffley Primary 11kV | 2.8003 | 18.3199
DANB51 | Danbury Primary 11kV | 0.31386 | 3.2063
DEBE51 | Debenham Primary 11kV | -0.0087968 | 7.2209
DSSS51 | Diss Grid 11kV | 0.25508 | 1.0482
DSSS31 | Diss Grid 33kV | -0.2404 | 1.5112
DOCK51 | Dock Rd Primary 11kV | 0.11264 | 3.4984
DOVE51 | Dovercourt Primary 11kV | 0.27228 | 9.3984
DOWN51 | Downham Market Primary 11kV | 0.034463 | 0.30338
DRIN51 | Drinkstone Primary 11kV | 0.066508 | 1.9919
DUNM51 | Dunmow Primary 11kV | 2.5657 | 27.03
DUNS51 | Dunstable Primary 11kV | 0.39915 | 1.0956
DURH51 | Durham Rd Primary 11kV | 1.641 | -0.11319
EARL31 | Earlham Grid 33kV | 0.75283 | -2.5605
EARL51 | Earlham Grid Local 11kV | 0.037983 | -1.9503
EARB51 | Earlham Grid Local B 11kV | 0.023335 | -1.9479
EARW51 | Earlham West Primary 11kV | 0.46163 | 6.8278
EBAR51 | East Barnet Primary 11kV | 4.2009 | 3.6968
EASB51 | East Bay Primary 11kV | 0.11027 | 0.63604
EDER51 | East Dereham Primary 11kV | -0.0018952 | 9.0393
EENF51 | East Enfield Primary 11kV | 1.8613 | 2.8171
EFNP51 | East Finchley Primary 11kV | 2.382 | 2.6975
EHAR51 | East Harpenden Primary 11kV | 1.3846 | 13.1785
EHER51 | East Hertford Primary 11kV | 4.0254 | 22.5466
ELET51 | East Letchworth Primary 11kV | 2.851 | 5.5216
ESTE51 | East Stevenage Primary 11kV | 1.7187 | 4.3624
EASC51 | Eastcote Primary 11kV | 1.6418 | 5.0213
EDIS51 | Edison Rd Grid 11kV | 0.11316 | 3.7775
EDIS52 | Edison Rd Grid 11kV | 0.23452 | 3.7754
EGME51 | Egmere Primary 11kV | 0.43092 | 2.7495
ELMP51 | Elm Park Primary 11kV | 1.7721 | 11.1558
ELMS51 | Elmswell Primary 11kV | -0.17822 | 2.6946
ELEE51 | Elstree Primary 11kV | 4.8217 | 26.1184
ELEE52 | Elstree Primary 11kV | 1.2398 | 12.5059
ELYP51 | Ely Primary 11kV | 0.18307 | 7.3738
BRMI81 | EPN 0001 | 0 | 1.6514
BRMI82 | EPN 0001 | 0 | 1.1159
SUTT31 | EPN 0002 | 0.20125 | 7.9387
CASF31 | EPN 0003 | 5.1026 | -0.684
WASW31 | EPN 0004 | 3.263 | 1.1973
SBSF31 | EPN 0006 | 5.8536 | 0.31523
WLSF31 | EPN 0007 | 3.0801 | -0.44791
WAWF31 | EPN 0008 | 5.562 | 0.37754
BTPR51 | EPN 0009 | 11.3747 | 4.343
BRCR81 | EPN 0010 | 0 | 3.3718
BRCR82 | EPN 0010 | 0 | 3.3791
KIGO51 | EPN 0011 | 0.36787 | 7.0062
FBPR51 | EPN 0012 | 0 | 0.052778
FBPR52 | EPN 0012 | 0 | 0.13067
FBPR53 | EPN 0012 | 0 | 0.15135
FSPR51 | EPN 0013 | 0 | 0.0045503
BRSP81 | EPN 0015 | 0 | -0.095464
BRSP82 | EPN 0015 | 0 | -0.051201
DRAP31 | EPN 0016 | 16.4928 | -12.0168
BRMN81 | EPN 0017 | 0 | -0.32197
BRHY81 | EPN 0018 | 0 | -0.12134
BRHY82 | EPN 0018 | 0 | -0.12153
GUNW31 | EPN 0019 | -0.30973 | 0.12258
SEFW31 | EPN 0020 | 0.20734 | 4.3437
BRSM81 | EPN 0021 | 0 | 1.1106
BSBU51 | EPN 0022 | -1.1347 | 4.2939
LSGE31 | EPN 0023 | 13.9088 | -2.1085
CDSM31 | EPN 0024 | 0.64042 | 8.9479
RESF31 | EPN 0025 | 2.7933 | 8.6149
GLEN31 | EPN 0026 | 21.8771 | -0.15785
EHFG31 | EPN 0027 | 0.72372 | -0.20375
GUNS31 | EPN 0028 | 0.68126 | 0.77395
EESP31 | EPN 0029 | 1.2787 | 1.2219
THPW31 | EPN 0030 | 2.4549 | 2.5614
EYEP31 | EPN 0031 | 1.6967 | 2.9601
TWFA31 | EPN 0032 | -0.76227 | 3.0757
SHSF31 | EPN 0033 | 8.7232 | -4.2238
DAIR31 | EPN 0034 | 2.7353 | -0.98528
BAYF31 | EPN 0035 | 9.9907 | 1.0695
WALT52 | EPN 0037 | 10.2898 | 3.3963
BRLB81 | EPN 0038 | 0 | 0.14563
BRLB82 | EPN 0038 | 0 | 0.14563
UASF31 | EPN 0039 | 1.4242 | 8.3308
DOUB31 | EPN 0040 | 15.2097 | 1.8831
CFGA31 | EPN 0041 | 7.489 | -0.90773
BERR71 | EPN 0043 | 0 | -0.33115
BERR72 | EPN 0043 | 0 | -0.332
RAEG31 | EPN 0044 | 0.030327 | 1.5019
ARAG51 | EPN 0045 | 0 | 1.2569
BRGP81 | EPN 0046 | 0 | 0.83186
FINC51 | EPN 0047 | 2.559 | -0.12291
GYPS11 | EPN 0048 | 0 | 0
BRNW81 | EPN 0049 | 0 | 0.32304
LSEP31 | EPN 0050 | -5.8188 | 2.2492
LSEP32 | EPN 0050 | -5.8186 | 2.2492
HAPV31 | EPN 0051 | 5.6021 | -0.70931
SHER11 | EPN 0052 | 0.041827 | -0.067211
SHER12 | EPN 0052 | 0.041746 | -0.065825
EBEC31 | EPN 0053 | 22.1591 | -4.881
NORF31 | EPN 0054 | 27.273 | -6.6576
WAIR31 | EPN 0055 | 14.233 | -2.5755
ELLO31 | EPN 0056 | 5.0016 | 8.0978
SCSF31 | EPN 0057 | 3.011 | -0.41452
NOVA31 | EPN 0058 | 3.699 | 1.2453
BRUG81 | EPN 0059 | 0 | -1.2753
COOP31 | EPN 0060 | -4.2829 | 1.9467
SPRI31 | EPN 0061 | 2.4389 | 5.0621
HYDE31 | EPN 0062 | 1.2217 | 2.129
WIXO91 | EPN 0063 | -1.2215 | 26.7421
WIXO92 | EPN 0063 | -1.7629 | 25.5177
STRA31 | EPN 0064 | 7.0338 | 14.4929
BRRY81 | EPN 0065 | 0 | 1.8723
BRRY82 | EPN 0065 | 0 | 2.0475
BRSC81 | EPN 0066 | 0 | 4.2712
BRSC82 | EPN 0066 | 0 | 4.2651
HIFL31 | EPN 0067 | 8.4424 | 8.3461
FTPR51 | EPN 0068 | 1.332 | 5.2422
FTPR52 | EPN 0068 | 1.3324 | 5.2431
IMPN51 | EPN 0069 | 0.00097764 | 6.677
IMPS51 | EPN 0070 | 0.00097754 | 6.6769
BRWF31 | EPN 0071 | 3.6744 | 5.8103
MIDD31 | EPN 0072 | 2.5855 | 4.2774
AWRE51 | EPN 0073 | -0.0099475 | 6.3037
BRRH81 | EPN 0074 | 0 | -0.041692
BRRH82 | EPN 0074 | 0 | -1.2664
WELW81 | EPN 0075 | 0 | 4.2516
WELW82 | EPN 0075 | 0 | 4.0933
BLCU52 | EPN 0076 | 0 | 1.8125
BLCU53 | EPN 0076 | 0 | 1.8055
MERD51 | EPN 0077 | 1.1322 | -0.56276
MUN151 | EPN 0078 | 0.079392 | 2.7298
MUN251 | EPN 0079 | 0.079392 | 2.7298
VALU71 | EPN 0081 | 0.0023745 | 0.8832
VALU72 | EPN 0081 | 0.0037976 | 0.88238
HATY71 | EPN 0082 | 0.40989 | 0.47084
SMPS31 | EPN 0083 | 0 | 2.7857
BROP31 | EPN 0084 | 9.5053 | -4.6049
BROP32 | EPN 0084 | 11.6715 | -4.4041
LEEM51 | EPN 0085 | -3.07 | 0.38953
PLAP31 | EPN 0086 | -2.554 | 0.63037
PTGN31 | EPN 0088 | 13.3213 | -1.5345
UKPI91 | EPN 0089 | 0.68806 | 0.8173
UKPI92 | EPN 0089 | 0.81096 | 0.62788
MUCK31 | EPN 0090 | -1.9829 | 1.3264
SHEL31 | EPN 0091 | 0.27439 | 2.8394
LGMI31 | EPN 0092 | 0.27489 | 2.8609
LGMI32 | EPN 0092 | 0.27489 | 2.8609
BRBA81 | EPN 0093 | 0 | -0.83348
BRBA82 | EPN 0093 | 0 | -0.97638
NUML81 | EPN 0094 | 0 | 0.002884
NUML82 | EPN 0094 | 0 | 0.002884
MANR51 | EPN 0095 | 0 | 0.013799
BRWG81 | EPN 0096 | 0 | 2.402
BRFP81 | EPN 0097 | 0 | 1.8428
DEEP51 | EPN 0098 | 0.62901 | 0.19926
DEEP52 | EPN 0098 | 0.62925 | 0.1995
BRBR81 | EPN 0099 | 0 | 0.28746
PAMP81 | EPN 0100 | 0 | 0.00051729
KLPS11 | EPN 0101 | 0.23716 | 0
PPST11 | EPN 0102 | 1.4048 | -0.1927
BRNE81 | EPN 0103 | 0 | 2.0797
GLAS31 | EPN 0105 | 3.1753 | 1.854
REDT31 | EPN 0106 | 3.1738 | 1.8527
EGAS31 | EPN 0107 | 2.7785 | -0.033291
LESF31 | EPN 0108 | 0.89866 | 0.29417
FSFM31 | EPN 0109 | 2.3046 | 0.25075
NPWF31 | EPN 0110 | 0.42846 | 0.65856
WISS31 | EPN 0111 | 0.43841 | 0.28578
MSFS31 | EPN 0112 | 0.86286 | 0.33844
BRKL81 | EPN 0113 | 0 | 0.00068445
STAG31 | EPN 0115 | -0.4691 | 1.0768
RANW31 | EPN 0116 | -0.47458 | 1.0842
TUSF31 | EPN 0117 | -0.47306 | 1.012
GLAM31 | EPN 0118 | 13.3599 | -1.7078
WTMI31 | EPN 0119 | -0.16591 | 0.42068
COLD31 | EPN 0120 | -0.16922 | 0.42216
BRSF81 | EPN 0121 | 0 | 2.999
BRSF82 | EPN 0121 | 0 | 1.7079
RAGN31 | EPN 0122 | 3.905 | 3.3528
ASHR51 | EPN 0123 | 0 | 3.3219
DAIL31 | EPN 0124 | 0 | 0.13493
ICGL91 | EPN 0125 | 0.043982 | -0.0043795
WISC51 | EPN 0126 | 3.2722 | 2.2079
BIGL31 | EPN 0127 | 20.4748 | 1.6442
PAHA31 | EPN 0128 | 1.7029 | 4.346
FWSF31 | EPN 0129 | 0.11701 | -0.8344
BLUE31 | EPN 0130 | 0.3497 | -0.18129
REDW31 | EPN 0131 | 7.247 | 2.0461
QURF31 | EPN 0132 | 28.4714 | 2.4496
WISB31 | EPN 0133 | 31.2209 | -13.8258
BHSF31 | EPN 0134 | -0.4736 | 1.0978
BASB31 | EPN 0135 | 0.84601 | 0.48405
WOOL31 | EPN 0136 | 6.6109 | -2.2545
HOBS31 | EPN 0137 | -1.9289 | 0.53324
FESF31 | EPN 0138 | 0.10803 | 6.1071
GESF31 | EPN 0139 | 0.10757 | 15.4071
BOAR31 | EPN 0140 | -0.47271 | 1.0818
BLPV31 | EPN 0141 | 0.21974 | -0.19497
JALW31 | EPN 0142 | 0.16562 | 0.64836
LASF31 | EPN 0143 | 0.99823 | 13.955
LGSF31 | EPN 0144 | 0.97873 | 13.9619
OSYT31 | EPN 0145 | 0.34967 | -0.18144
BXSF31 | EPN 0146 | 0.69789 | -0.39335
HISF31 | EPN 0147 | 13.4484 | -7.8193
WHSF31 | EPN 0148 | 7.6631 | 3.0646
AVEN31 | EPN 0149 | -0.48523 | 0.46206
WSFS31 | EPN 0150 | 10.1338 | -2.1137
CRSF31 | EPN 0151 | 5.7934 | -1.294
OAIR31 | EPN 0152 | 11.4106 | -2.5629
SCOW31 | EPN 0153 | 11.7782 | -1.9393
KEFA31 | EPN 0154 | 23.2871 | -3.4978
WERA31 | EPN 0155 | 0.14052 | -0.017504
ACSF31 | EPN 0156 | 1.8786 | 10.2154
FOSF31 | EPN 0157 | 1.8909 | 10.267
MFES31 | EPN 0158 | 6.8808 | -1.8984
GWSF31 | EPN 0159 | 2.6834 | 1.6531
RAWF31 | EPN 0160 | 2.6848 | 1.8544
RAFC31 | EPN 0161 | 15.8108 | -2.6378
BUHS31 | EPN 0162 | -0.47306 | 1.012
LISG31 | EPN 0163 | -2.1746 | 0.63302
AISF31 | EPN 0164 | 10.5033 | 4.9275
EXSF31 | EPN 0165 | 0.9626 | 0.23879
UHWF31 | EPN 0166 | 0.91875 | 13.9202
GTFR31 | EPN 0167 | 1.5781 | 0.16569
HASF31 | EPN 0168 | 21.4161 | -6.8914
GSBF31 | EPN 0169 | 16.2933 | -4.6089
BNFS31 | EPN 0170 | 4.0178 | -1.2224
MFSP31 | EPN 0171 | 6.1129 | -3.2481
TLSF31 | EPN 0172 | 25.2459 | -1.3448
PLSF31 | EPN 0173 | 5.2856 | 7.9409
STHS31 | EPN 0174 | 1.306 | 0.38076
RYSF31 | EPN 0175 | 0.28164 | 0.30562
CHUS31 | EPN 0176 | 0 | 10.2929
CHWF31 | EPN 0177 | 1.9997 | -0.07031
BRDG31 | EPN 0178 | 1.3465 | 1.3686
GFWS31 | EPN 0179 | 4.173 | -1.2865
ASPA31 | EPN 0180 | 19.3492 | 0.7331
ASPB31 | EPN 0181 | 19.3492 | 0.7331
WRDC31 | EPN 0182 | 0 | 0.98773
LEPK31 | EPN 0183 | 2.512 | -0.099956
BUNH31 | EPN 0184 | 15.2687 | -2.4498
CMNG31 | EPN 0185 | -0.7395 | 0.12136
OULT31 | EPN 0186 | 3.3619 | -0.40229
ROOK31 | EPN 0187 | 28.9573 | -8.7343
TROW31 | EPN 0188 | -3.0906 | 1.1897
OWSF31 | EPN 0189 | 0 | 4.9868
VINE31 | EPN 0190 | -2.1758 | 0.63327
ROSE31 | EPN 0191 | -0.54092 | 0.41038
CRST31 | EPN 0192 | 1.4859 | -8.0822
SCMO31 | EPN 0193 | 9.914 | -1.5375
ARDL31 | EPN 0194 | 0.99627 | -0.17074
TOGM31 | EPN 0195 | 2.2624 | 1.6861
DRMD31 | EPN 0196 | 1.9618 | 10.2326
HNSM31 | EPN 0197 | -0.56801 | 0.84226
BRYF31 | EPN 0198 | 1.3493 | 1.7413
RMSY31 | EPN 0199 | 1.3493 | 1.7413
SCRS31 | EPN 0200 | 0.13715 | -0.049758
MLFD31 | EPN 0201 | 18.8009 | -5.0823
ADPT31 | EPN 0203 | -0.55519 | 2.1789
HRMT31 | EPN 0204 | 0.23183 | 0.011224
NEAB81 | EPN 0205 | 0 | 0.63968
TIGP11 | EPN 0206 | 0.090134 | -0.7452
SNBM31 | EPN 0207 | -0.17486 | 0.84934
HFAG31 | EPN 0208 | -0.4785 | 1.1331
TUCO31 | EPN 0209 | 2.4814 | 4.2407
GPSF31 | EPN 0210 | 10.5033 | 4.9275
HOTP31 | EPN 0211 | 1.1206 | -0.58282
KTSF31 | EPN 0212 | 6.8598 | -10.1657
HGSF31 | EPN 0213 | 1.9549 | 4.6674
ELEC51 | EPN 0214 | 0.089647 | 5.9284
ESTW31 | EPN 0215 | 1.1022 | 3.4505
STSF31 | EPN 0216 | 10.7756 | -1.328
CGCS31 | EPN 0217 | 3.5662 | 0.41836
MLFM31 | EPN 0218 | 21.7557 | -6.0972
TRSF31 | EPN 0219 | 1.8296 | 0.40774
GISF31 | EPN 0220 | 4.2571 | 1.3
MOTE31 | EPN 0221 | 0.59689 | 0.065657
SRSF31 | EPN 0222 | 31.0389 | -8.5419
DORT31 | EPN 0223 | 0 | -2.6935
CLHF31 | EPN 0224 | 0.23183 | 0.011224
RAMP51 | EPN 0225 | 0.0035146 | 1.3711
ERNR11 | EPN 0226 | -0.33866 | 0.14311
PGBS11 | EPN 0227 | -4.0689 | 1.2993
CLQG11 | EPN 0228 | -0.26769 | 0.052451
CFBS31 | EPN 0229 | 4.5786 | 5.4666
NEBP31 | EPN 0230 | 0 | 5.6717
SAIR51 | EPN 0231 | -0.30771 | -1.8009
SENW31 | EPN 0232 | 1.2281 | 0.1824
SENW32 | EPN 0232 | 1.2002 | 0.18241
LORP51 | EPN 0236 | 2.8458e-06 | 0.85436
BUSP51 | EPN 0237 | 0.07459 | -0.06583
MABR71 | EPN 0238 | 0.24466 | 0.39612
MABR72 | EPN 0238 | 0.24472 | 0.39612
MAPG31 | EPN 0239 | 0.2489 | -0.012787
CBWF31 | EPN 0240 | 2.3798 | 0.50546
CAVG31 | EPN 0241 | 0 | 2.5901
GRGC91 | EPN 0242 | -0.12741 | -0.20308
LSAS11 | EPN 0243 | 1.8865 | 0.43306
HUBS31 | EPN 0244 | 0 | 5.5285
BUMP31 | EPN 0245 | 0 | 6.0879
ARDR31 | EPN 0246 | 0.598 | 0.065498
RAIH51 | EPN 0248 | 0.4214 | -0.051273
RAIH52 | EPN 0248 | 0.41973 | -0.052892
GOSF31 | EPN 0251 | 0.9234 | 0.27773
PFGH31 | EPN 0252 | 0 | 2.1362
CPGH31 | EPN 0253 | 0 | -1.3456
RPGC11 | EPN 0254 | 1.29 | -0.079812
BEVF31 | EPN 0255 | 6.9446 | -10.907
WMBS11 | EPN 0256 | 1.7507 | 0.56142
GRHG31 | EPN 0257 | 0 | 24.5465
LWBG31 | EPN 0258 | 2.0874 | 4.7806
LKGF31 | EPN 0259 | 0 | -0.41208
TSFM31 | EPN 0260 | 4.8504 | 0.018362
CFCG31 | EPN 0261 | 0.10813 | 6.0976
HSWR51 | EPN 0262 | 0.000626 | 1.9086
WEID11 | EPN 0263 | 0 | 0
ATRP51 | EPN 0264 | 0.00015318 | 7.5605
CDGL51 | EPN 0267 | 0.70407 | -0.1927
BFBE11 | EPN 0268 | -0.44391 | 0.082744
DOLL11 | EPN 0269 | 1.9313 | -0.2707
ISFM31 | EPN 0270 | 0.30411 | 1.0554
TOLL31 | EPN 0271 | -0.21929 | 2.8466
CHAP31 | EPN 0272 | 0.66559 | -0.16417
TOMW31 | EPN 0273 | 2.855 | -1.1967
WIFG31 | EPN 0274 | 0.29003 | 0.33535
WSFM31 | EPN 0275 | -3.0906 | 1.1897
TESF31 | EPN 0276 | 2.4387 | 5.0617
RCTB11 | EPN 0277 | 0.095184 | -0.010965
GCTB11 | EPN 0278 | 0.095184 | -0.010965
WASH31 | EPN 0279 | 4.5247 | -1.5545
DCPP11 | EPN 0281 | -0.011562 | -0.24964
DCPP12 | EPN 0281 | 0.50386 | -0.65634
TRBE11 | EPN 0283 | 1.9606 | -2.5479
ILBE11 | EPN 0284 | 1.7475 | -4.3837
OUSF91 | EPN 0285 | 0.81312 | 4.1737
OCSO11 | EPN 0286 | 0.095181 | -0.010965
SSCS32 | EPN 0287 | -0.56597 | 2.3782
HBSE11 | EPN 0288 | 2.9161 | -0.18876
PENT31 | EPN 0289 | 1.0181 | 1.5149
WHIR11 | EPN 0292 | 0.0016622 | -3.0206
CROS31 | EPN 0293 | -0.76457 | -0.077044
LINK31 | EPN 0294 | 1.3961 | -8.97
PBSF31 | EPN 0295 | 2.028 | 7.2566
MHBE11 | EPN 0296 | 2.1677 | -0.43661
EPPG31 | Epping Grid 33kV | 0.31553 | -0.50878
EXCH51 | Exchange St Primary 11kV | 1.7462 | 20.3858
EXCH52 | Exchange St Primary 11kV | 1.054 | 18.0835
EXNI51 | Exning Primary 11kV | 3.984 | 6.6195
EYPR51 | Eye Primary 11kV | 0.0064571 | 1.0208
FAGB51 | Fagbury Rd Primary 11kV | -0.0041801 | 3.2232
FAIR51 | Fairstead Primary 11kV | 0.75176 | 4.5233
FAKE51 | Fakenham Primary 11kV | 0.66535 | 2.646
FARC51 | Farcet Primary 11kV | 0.18645 | 3.0906
FELT51 | Feltwell Primary 11kV | 0.26904 | 2.5806
FING31 | Finchley Grid 33kV | 2.53 | -0.12685
FLEE31 | Fleethall Grid 33kV | 0 | 3.8499
FLEP51 | Fleethall Local Primary 11kV | 0.040984 | 6.1898
FORD51 | Fords Dunton Primary 11kV | 0.33223 | 8.4342
FORE51 | Fore Hamlet Primary 11kV | 1.0284 | 3.0146
FORN51 | Fornham Primary 11kV | 0.021567 | 0.68776
FOXY51 | Foxash Primary 11kV | 3.6144 | -0.11632
FRAM51 | Framlingham Primary 11kV | 0.15768 | 9.2985
FRIN51 | Frinton Primary 11kV | 1.6052 | 2.8798
FROG51 | Frogmore Primary 11kV | 0.94925 | 13.2947
FUNL51 | Fulbourn 11kV | 0 | 4.0075
FUNT51 | Funthams Ln Primary 11kV | 0.37779 | 7.857
GARD51 | Gardiners Ln Primary 11kV | 0.083516 | 6.9158
GAYW51 | Gaywood Bridge Primary 11kV | 0.52746 | 5.381
GEOR51 | George Hill Primary 11kV | 1.2854 | -4.7434
GLAX51 | Glaxo Primary 11kV | 0.52697 | 11.5184
GLEM51 | Glemsford Primary 11kV | 0.6639 | 23.6952
GODM51 | Godmanchester Primary 11kV | 0.36594 | 6.9643
GOLD51 | Golders Grn Primary 11kV | 2.0304 | 27.2647
GOOS51 | Gooseberry Grn Primary 11kV | 0.49666 | 10.4829
GORL31 | Gorleston Grid 33kV | 1.3011 | -0.10194
GRAY51 | Grays Primary 11kV | 0.13852 | 21.6856
GTWI51 | Great Witchingham Primary 11kV | 0.14058 | -2.2617
GREE51 | Greenhill Primary 11kV | 1.182 | 5.7834
GROT51 | Groton Primary 11kV | 2.69 | 35.61
GROV51 | Grove Mill Primary 11kV | 7.4261 | 7.3312
GTMI51 | Gt Missenden Primary 11kV | 0.285 | 6.9486
GYAR51 | GT Yarmouth Grid 11kV | 0.10305 | 0.96087
GYAR31 | GT Yarmouth Grid 33kV | 1.8335 | -0.39839
GUSF51 | Gusford Hall Primary 11kV | 0.27602 | 1.7174
GUYH51 | Guyhirn Primary 11kV | 0.03203 | -0.073338
HACH51 | Hacheston Primary 11kV | -0.056758 | 12.0952
HADP51 | Hadleigh Primary 11kV | 0.22496 | 25.9968
HAES51 | Hadleigh Primary Essex 11kV | 1.4966 | 2.5051
HAIN51 | Hainault Av Primary 11kV | 2.4919 | 33.416
HALE31 | Halesworth Grid 33kV | 0.23098 | 9.6777
HLPR51 | Halesworth Primary 11kV | 0.48542 | 10.6442
HALS51 | Halstead Primary 11kV | 4.8656 | 10.6832
HANG51 | Hanger Lea Primary 11kV | 0.88262 | -2.6269
HAPT51 | Hapton Primary 11kV | -0.0098233 | 14.6628
HARD51 | Hardingham Primary 11kV | 7.4261 | 3.3337
HWIC51 | Hardwick Rd Primary 11kV | 1.0362 | 2.6407
HARL51 | Harleston Primary 11kV | -0.01445 | 8.9661
HARW51 | Harlow West Grid 11kV | 0.17262 | 0.8076
HARW52 | Harlow West Grid 11kV | 0.11424 | 0.79629
HARW31 | Harlow West Grid 33kV | 0.86603 | -0.17058
HAWO51 | Harold Wood Primary 11kV | 0.50702 | 7.7276
HARN51 | Harrow North Grid 11kV | 0.36769 | 3.0644
HARN52 | Harrow North Grid 11kV | 0.086213 | 3.1184
HARN31 | Harrow North Grid 33kV | 0 | 4.0277
HARR51 | Harrowden Primary 11kV | 0.072617 | 9.5827
HART51 | Hartspring Primary 11kV | 3.841 | 1.8036
HATC31 | Hatch End Grid 33kV | 0 | 1.4978
HATC51 | Hatch End Primary 11kV | 0.053032 | 0.26891
HATF31 | Hatfield Grid 33kV | 0.0787 | 3.8729
HATP51 | Hatfield Primary 11kV | 0.43051 | 3.7336
HAVE51 | Haverhill Primary 11kV | 4.1418 | 43.8482
HEDH51 | Hedley Av Hss 11kV | 0.26486 | 0.19
HEMB51 | Hemblington Primary 11kV | 0.00018923 | 15.0697
HEME51 | Hemel East Primary 11kV | 0.52858 | 5.6009
HEMN51 | Hemel North Primary 11kV | 0.88639 | 6.0769
HEMP31 | Hempton Grid 33kV | 0.47165 | 0.29478
HEND31 | Hendon Grid 33kV | 1.0534 | 0.61116
HENW51 | Hendon Way Primary 11kV | 3.4149 | 7.6449
HENS51 | Henstead Primary 11kV | 0.022488 | 12.6479
HIGH51 | High St Primary 11kV | 1.4068 | 8.8905
HFLD51 | Highfield Primary 11kV | 0.72329 | 1.1149
HILT51 | Hilton Primary 11kV | 0.81346 | 1.2085
HSTN51 | Histon Primary 11kV | 0.7876 | 6.2868
HITC51 | Hitcham Primary 11kV | 0.021322 | 10.307
HODD51 | Hoddesdon Primary 11kV | 0.39363 | 2.1383
HOLY51 | Holywell Grid 11kV | 0 | 0.049859
HOLY52 | Holywell Grid 11kV | 0 | 0.093322
HOLY31 | Holywell Grid 33kV | 1.9986 | 0.18233
HONN51 | Honington Primary 11kV | 0.00059632 | 1.4168
HONN52 | Honington Primary 11kV | 0.0005889 | 1.4173
HORN31 | Hornchurch Grid 33kV | 2.1307 | 0.79469
HOLO51 | Hornchurch Local Primary 11kV | 2.5785 | 4.1475
HOLO52 | Hornchurch Local Primary 11kV | 0.32515 | 3.7272
HOGD51 | Hornsey Grid 11kV | 0.64211 | 2.2899
HOGD52 | Hornsey Grid 11kV | 0.63805 | 1.6118
HORS51 | Horsford Primary 11kV | 1.6644 | -4.7105
HOUG31 | Houghton Regis Grid 33kV | 0.4438 | -0.081503
HORE51 | Houghton Regis Primary 11kV | 0.15414 | 0.44289
HUNS51 | Hunstanton Primary 11kV | -0.019425 | 10.2412
HUNT51 | Huntingdon Grid 11kV | 0 | 4.3129
HUNT31 | Huntingdon Grid 33kV | 1.1748 | 8.2127
HUTT51 | Hutton Primary 11kV | 3.0108 | 5.8893
ICKL51 | Icklingham Primary 11kV | 0.040352 | 9.0066
ILMP51 | Ilmer Primary 11kV | 5.3367 | 5.3146
INDU51 | Industrial Primary 11kV | 0.011112 | 5.3042
INGA51 | Ingatestone Primary 11kV | 4.1228 | 5.1658
IPSW51 | Ipswich Grid 11kV | -0.12294 | 0.16152
IPSW31 | Ipswich Grid 33kV | 0.53736 | -0.28132
KEMP51 | Kempstone Primary 11kV | 12.5908 | -2.9709
KENN51 | Kennett Primary 11kV | 0.57074 | 10.1815
KHAL51 | Kenninghall Primary 11kV | 2.6167 | 16.8231
KENS51 | Kensworth Primary 11kV | 0.47748 | 16.1174
KENT51 | Kenton Primary 11kV | 1.9469 | 4.7863
KIMB51 | Kimbolton Primary 11kV | 0.7428 | 3.5223
KBEL51 | Kimms Belt Primary 11kV | 1.3788 | 1.9196
KLAN51 | Kings Langley Primary 11kV | 3.0974 | 11.9752
KING31 | Kings Lynn Grid 33kV | 2.597 | 0.38267
KLSO31 | Kings Lynn South Grid 33kV | 0.49381 | -0.59337
KBRY51 | Kingsbury Primary 11kV | 0.94996 | 1.1859
KWOD51 | Kingswood Primary 11kV | 0.73982 | 11.2614
KNAP51 | Knapton Primary 11kV | -0.027345 | 14.8075
KNEB51 | Knebworth Primary 11kV | 5.7287 | 7.0303
LADY51 | Ladysmith Rd Primary 11kV | 1.5399 | 7.1148
LAKE51 | Lake & Elliot Primary 11kV | 4.4715 | -6.8025
LAKG51 | Lakenheath Gatehouse Primary 11kV | 0.14311 | 1.1521
LHTH51 | Lakenheath Primary 11kV | 0.10673 | 2.9519
LSDE51 | Lakeside Primary 11kV | 0.63389 | 8.1295
LAND51 | Landbeach Primary 11kV | 0.031508 | 6.2751
LAGD51 | Langdon Primary 11kV | -0.049231 | -0.68576
LANG51 | Langham Primary 11kV | 0.28776 | 1.8885
LAVE51 | Langley Av Primary 11kV | 0.92923 | 6.7748
LAWG31 | Lawford Grid 33kV | 0.16564 | -0.33463
LAXF51 | Laxfield Primary 11kV | -0.0049954 | 8.6619
LEAV51 | Leavesden Studios Primary 11kV | 4.1559 | 6.8913
LEIC31 | Leicester Rd Grid 33kV | 0 | 1.1247
LEIG51 | Leigh Primary 11kV | 2.0291 | 10.6096
LBUZ51 | Leighton Buzzard Primary 11kV | 0.072086 | 4.9161
LEIS51 | Leiston Primary 11kV | -0.066003 | 29.5318
LFAC51 | Letchworth Factory 11kV | 0.025965 | 4.3564
LETC31 | Letchworth Grid 33kV | 1.7465 | 1.3686
LEVE51 | Leverington Primary 11kV | 0.0076186 | 5.9793
LEWS51 | Lewsey Primary 11kV | 0.77345 | 0.37908
LEXD51 | Lexden Primary 11kV | 0.81271 | 21.1916
LIND51 | Lindsey St Primary 11kV | 2.4315 | 1.558
LINT51 | Linton Primary 11kV | 1.2539 | 5.7376
LBGD51 | Little Barford 11kV | 9.4143 | -2.6986
LBGD31 | Little Barford 33kV | 1.159 | -2.6018
LTBE51 | Little Belhus Primary 11kV | 3.0061 | 7.8139
LITT51 | Littleport Primary 11kV | 0.08071 | 0.014975
LONG51 | Long Rd Primary 11kV | 1.6002 | 12.956
LSTN51 | Longstanton Primary 11kV | 0.49232 | 9.6892
LONS51 | Lonsdale Dr Primary 11kV | 2.8372 | 15.398
LSFT51 | Lowestoft Grid 11kV | 0.044796 | 1.7168
LSFT31 | Lowestoft Grid 33kV | 1.5713 | 0.05862
LTMA51 | Lt Massingham Primary 11kV | -0.015586 | 2.7116
LAIR51 | Luton Airport Primary 11kV | 0.024867 | 1.1793
LUTN51 | Luton North Grid 11kV | 0.058667 | 0.13031
LUTN31 | Luton North Grid 33kV | 0.083726 | 0.053279
LUTS31 | Luton South Grid 33kV | 0.40921 | 0.47103
LUST51 | Luton St Marys Primary 11kV | 0.34975 | 0.957
LYEG31 | Lye Green 33kV | 0.045477 | 3.6091
LYGP51 | Lye Grn Primary 11kV | 0.90637 | 4.0826
LYLE51 | Lyle Primary 11kV | 2.3967 | 12.3791
MADN51 | Madingley Rd Primary 11kV | -0.0085489 | 10.8346
MAGD51 | Magdalen Way Primary 11kV | 0.13444 | 0.97119
MACA51 | Maldon Causeway Primary 11kV | 0.73437 | 14.8537
MALD31 | Maldon Grid 33kV | 4.046 | 4.3768
MAWK51 | Maldon Wick Primary 11kV | 1.3822 | 7.8595
MANN51 | Manns Rd Primary 11kV | 3.65 | 6.9347
MANO51 | Manor Road Primary 11kV | 1.635 | 10.8448
MWPR51 | Manor Way Primary 11kV | 0.10406 | 20.7188
MANT51 | Manton Ln Primary 11kV | 1.8239 | 7.7757
MRCG31 | March Grid 33kV | 0.00018147 | 0.67654
MRCH51 | March Primary 11kV | 2.3752 | 2.9193
MARK51 | Marks Tey Primary 11kV | 1.099 | 27.6949
MWIK51 | Marshalswick Primary 11kV | 2.2717 | 5.7392
MFOT51 | Marshfoot Road Primary 11kV | 1.0041 | -2.8518
MARO51 | Marston Rd Primary 11kV | 1.8639 | 2.918
MART51 | Martham Primary 11kV | 7.3537 | 18.0778
MSHM51 | Martlesham Primary 11kV | 0.33574 | 6.1675
MYBK51 | May & Baker Primary 11kV | 0.19069 | 8.7809
MELB31 | Melbourn Grid 33kV | 0.21961 | -0.19498
MELB51 | Melbourn Primary 11kV | 0.17255 | 0.11668
MELT51 | Melton Primary 11kV | 0.019229 | 13.3512
MERR51 | Merryhill Primary 11kV | 3.89 | 4.3371
MERS51 | Mersea Rd Primary 11kV | 0.2484 | 1.3417
MILD51 | Mildenhall Primary 11kV | 0.96261 | 8.4098
MIHI51 | Mill Hill Primary 11kV | 4.885 | 6.2987
MILT51 | Milton Rd Primary 11kV | 2.48 | 9.6863
MOUS51 | Mousehold Primary 11kV | 1.6846 | -4.3028
MUHP51 | Much Hadham Primary 11kV | -0.30604 | 4.5004
MUHP52 | Much Hadham Primary 11kV | 1.0012 | 7.3978
MULB51 | Mulbarton Primary 11kV | 0.096053 | 8.3171
NACT51 | Nacton Primary 11kV | 0.26256 | 0.31866
NARB51 | Narborough Primary 11kV | 0.10733 | 3.3207
NHAR51 | New Harlow Primary 11kV | 0.9727 | 8.0803
NHAR52 | New Harlow Primary 11kV | 0.061544 | 7.4455
NEWM51 | Newmarket Primary 11kV | 2.1679 | 17.2239
NEWT51 | Newtown Primary 11kV | 0.3941 | -2.4773
NOAK51 | Noak Hill Primary 11kV | 2.3662 | 7.8431
NCHG51 | North Chingford Primary 11kV | 1.6056 | 7.6935
NODR51 | North Dr Primary 11kV | 3.7639 | 13.3175
NENF51 | North Enfield Primary 11kV | 0.74229 | 25.6034
NFIN51 | North Finchley Primary 11kV | 0.38671 | 5.1325
NHIT51 | North Hitchin Primary 11kV | 1.7853 | 13.5926
NSTE51 | North Stevenage Primary 11kV | 0.71491 | 2.0968
NWAL51 | North Walsham Primary 11kV | 0.017661 | 15.1213
NWEB51 | North Wembley Primary 11kV | 0.50157 | 16.6123
NOWN51 | Northwold Primary 11kV | 0.0067642 | 1.2922
OFFO51 | Offord Primary 11kV | 0.33164 | 1.8091
OLDR51 | Old Rd Primary 11kV | 2.2774 | 5.4224
OLDW51 | Old Welwyn Primary 11kV | 0.18338 | 11.6584
OLDW52 | Old Welwyn Primary 11kV | 0.19609 | 7.1414
ONGA51 | Ongar Primary 11kV | 2.4899 | 27.9618
ORFO51 | Orford Primary 11kV | 0.61892 | 9.2273
ORME51 | Ormesby Primary 11kV | 0.31615 | 17.3402
ORTO51 | Orton Primary 11kV | 0.1462 | 12.1302
OUTW51 | Outwell Moors Primary 11kV | 0.1521 | 1.0653
OYBE51 | Oysterbed Rd 11kV | -0.0042161 | 3.2161
PALM51 | Palmers Grn Grid 11kV | 0 | 1.6826
PALM52 | Palmers Grn Grid 11kV | 0 | 1.6953
PALM31 | Palmers Grn Grid 33kV | 4.5118 | 4.7641
PARK51 | Park St Primary 11kV | 1.6267 | 6.7624
PARS51 | Parsons Heath Primary 11kV | 0.49665 | 3.7148
PECH51 | Peachman Way Primary 11kV | 0.0010505 | -0.38671
PEAS51 | Peasenhall Primary 11kV | 5.6588 | 9.2558
PELD51 | Peldon Primary 11kV | 2.3785 | 14.9788
PERR51 | Perry Primary 11kV | 1.5928 | 4.4231
PERR52 | Perry Primary 11kV | 1.4218 | 2.4287
PETC51 | Peterborough Central 11kV | 0.011456 | 2.9659
PETC31 | Peterborough Central 33kV | 0 | 1.8287
PETE51 | Peterborough East Grid 11kV | 0.0086544 | 1.4807
PETE52 | Peterborough East Grid 11kV | 0.0081636 | 1.4704
PETN51 | Peterborough North Grid 11kV | 0.0091368 | 1.737
PETN52 | Peterborough North Grid 11kV | 0.008737 | 1.3325
PETS51 | Peterborough South Grid 11kV | 0 | 1.3321
PICC31 | Piccotts End Grid 33kV | 0.19179 | 3.3291
PINN51 | Pinner Grn Primary 11kV | 0.34038 | 0.23906
PITS51 | Pitstone Primary 11kV | 0.0082568 | 15.0181
PLAY51 | Playfield Primary 11kV | 1.0741 | -0.32949
POND51 | Ponders End Primary 11kV | 0.85974 | 14.1614
PREB51 | Prebend St Primary 11kV | 0.47788 | 10.0867
PREY51 | Purfleet Primary 11kV | 0.49526 | 6.727
PREY52 | Purfleet Primary 11kV | 0.38302 | 6.9107
RADN51 | Radnor Primary 11kV | 0.39294 | 6.6117
RAFA51 | RAF Alconbury Primary 11kV | 0.67599 | 15
RBOW51 | Rainbow Ln Primary 11kV | 2.4867 | 6.3314
RAIN51 | Rainham Primary 11kV | 2.3309 | 19.4671
RAYP51 | Rayleigh Local Primary 11kV | 0.47586 | 0.80838
REED51 | Reed Primary 11kV | 2.0955 | 25.7909
REYD51 | Reydon Primary 11kV | 0.11151 | 11.2943
RHAL51 | Rickinghall Primary 11kV | -0.14414 | 3.409
RICK51 | Rickmansworth Grid 11kV | 0 | 2.2124
ROMN51 | Romford North Primary 11kV | 0.0073174 | 3.0736
ROMF51 | Romford Primary 11kV | 0.88057 | 7.7793
ROUN51 | Roundwood Rd Primary 11kV | 1.989 | 3.7187
ROWL51 | Rowley Ln Primary 11kV | 4.5107 | 19.9576
ROYS51 | Royston Primary 11kV | 0.14974 | 0.21235
RYEH31 | Rye House 33kV | 1.1206 | -0.58281
RYEP51 | Rye House Local Primary 11kV | 0.15689 | 0.59393
SAFF51 | Saffron Walden Primary 11kV | 2.6533 | 29.317
SALP51 | Sall 11kV | 0.0014987 | -1.7499
SALG31 | Sall Grid 33kV | -3.2732 | 1.5849
SAND51 | Sandy Primary 11kV | 1.3916 | 7.9166
SAUN51 | Saunderton Primary 11kV | 0.40806 | 6.1336
SAWN51 | Sawston Primary 11kV | 0.44643 | 19.3258
SCOT51 | Scottow Primary 11kV | -0.078337 | 12.9827
SELI51 | Selinas Ln Primary 11kV | 2.1773 | 7.4741
SLWN51 | Selwyn Rd Primary 11kV | 1.0251 | -2.3303
SEVE51 | Severalls Ln Primary 11kV | 0.19218 | 4.5617
SHEF51 | Shefford Primary 11kV | 1.3839 | 17.0459
SHEN31 | Shenfield Grid 33kV | 0 | 5.5285
SLEY51 | Shenley Primary 11kV | -0.046432 | 21.095
SHPP51 | Shepreth Primary 11kV | 0.54606 | 1.0047
SHOT51 | Shotley Primary 11kV | 0.079547 | 4.0008
SHRU51 | Shrub End Primary 11kV | 0.30697 | 20.4487
SLEA51 | Sleaford St Primary 11kV | 0.31673 | 6.5801
SNEP51 | Snetterton Primary 11kV | 0.0047917 | 0.18303
SNET51 | Snettisham Primary 11kV | -0.019725 | 12.3536
SOHA51 | Soham Primary 11kV | 0.55919 | 2.3192
SBEN31 | South Benfleet Grid 33kV | 2.1295 | -0.35189
SBFT51 | South Benfleet Primary 11kV | -0.025194 | 1.9383
SCHE51 | South Chelmsford Primary 11kV | 0.74805 | 9.5481
SHAR51 | South Harlow Primary 11kV | 0.96323 | 2.4735
SHRW51 | South Harrow Primary 11kV | 1.993 | 7.2077
SHIC51 | South Hitchin Primary 11kV | 1.1212 | 4.5634
SRUI51 | South Ruislip Primary 11kV | 0.13476 | 6.4235
SSTE51 | South Stevenage Primary 11kV | 1.6072 | 1.7384
SOWP51 | South Witham Primary 11kV | 0.73125 | 7.9508
SWOO51 | South Woodham Primary 11kV | 1.7262 | 27.086
SOEG51 | Southend Grid 11kV | 0 | 2.6355
SOEG52 | Southend Grid 11kV | 0 | 2.6357
SOEG31 | Southend Grid 33kV | 3.9845 | 6.1012
SOWE51 | Southend West Primary 11kV | 0.0040926 | 7.0249
SOWE52 | Southend West Primary 11kV | 0.0090601 | 11.6614
SERY51 | Southery Primary 11kV | 6.383 | -2.8781
SPRO51 | Sprowston Primary 11kV | 0.78323 | -4.7007
SANT51 | St Anthony St Primary 11kV | 2.0912 | 12.0747
STIV51 | St Ives Primary 11kV | 3.9356 | 22.7229
STPA51 | St Pauls Primary 11kV | 0.9188 | 4.6467
STSP51 | St Stephens Primary 11kV | 0.36477 | -1.3911
STAL51 | Stalham Primary 11kV | -0.035298 | 16.5639
STMF11 | Stamford 132kV | 0.35617 | -0.062177
STAN51 | Stanmore Grid 11kV | 0.49206 | 0.020497
STAN52 | Stanmore Grid 11kV | 0.48937 | 1.5728
STAN31 | Stanmore Grid 33kV | 0.98591 | 1.8778
STON51 | Stanton Primary 11kV | -0.21439 | 2.3024
STEV31 | Stevenage Grid 33kV | 0 | -0.74201
STEV51 | Stevenage Primary 11kV | 0.27291 | -2.5342
SWPR71 | Stewartby Primary 6.6kV | 0 | 2.9874
SFAS51 | Stickfast Ln Primary 11kV | 5.7166 | -2.2098
STOD51 | Stody Primary 11kV | 0.19799 | 23.9438
SGRV51 | Stonegrove Primary 11kV | 3.8136 | 6.7781
STOP51 | Stopsley 11kV | 0.029867 | 0.17421
SWAY51 | Storeys Way Primary 11kV | 0.78342 | 10.9217
STOW51 | Stowmarket Grid 11kV | -0.030908 | 1.1575
STOW31 | Stowmarket Grid 33kV | 0.56487 | 0.57979
SGHT51 | Straight Rd Primary 11kV | 1.4095 | 7.8356
SCRT51 | Sudbury Court Primary 11kV | 0.072874 | 3.6771
SCRT52 | Sudbury Court Primary 11kV | 0.11472 | 3.6402
SUDB51 | Sudbury Primary 11kV | 0.87555 | 24.849
SUPR51 | Sundon Primary 11kV | 0 | 0.36066
SUPR52 | Sundon Primary 11kV | 0.38977 | 0.50411
SWAF51 | Swaffham Grid 11kV | 0.36422 | 1.0992
SWAF31 | Swaffham Grid 33kV | 0.46198 | 0.58863
TAKE51 | Takeley Primary 11kV | -1.0198 | 17.0134
TAPS51 | Tapster St Primary 11kV | 2.4234 | 14.6878
TATT51 | Tattingstone Primary 11kV | 1.2318 | 3.5266
THAM51 | Thame Primary 11kV | 5.1726 | 13.0609
THAX31 | Thaxted Grid 33kV | 2.211 | 5.2895
TXTD51 | Thaxted Local 11kV | 0.48955 | 6.1408
THCR51 | The Cross 11kV | 1.7561 | 6.5186
THCR52 | The Cross 11kV | 0.58586 | 6.6797
THLI51 | The Limes 11kV | 0.72656 | 7.6963
THET51 | Thetford Grid 11kV | 0.025372 | 1.4769
THET31 | Thetford Grid 33kV | 0.025964 | 1.4233
THOM51 | Thompsons Ln Primary 11kV | 0.057236 | 6.3437
TLEY51 | Thorley Primary 11kV | 2.7633 | 2.9328
TBAY51 | Thorpe Bay Primary 11kV | 1.1588 | 14.5859
THOL51 | Thorpe Gd Local 11kV | 0 | 0.36931
THOR31 | Thorpe Grid 33kV | 0 | -3.5688
THUN51 | Thundersley Primary 11kV | 0.75007 | 16.5644
TLCM31 | Tilbury Compact Grid 33kV | -3.745 | 1.0445
TBLP51 | Tilbury Local Primary 11kV | -0.30017 | -2.5217
TILL51 | Tillingham Primary 11kV | 0.016158 | 7.9426
TIPT51 | Tiptree Primary 11kV | 3.892 | 23.2272
TIVE51 | Tivetshall Primary 11kV | 0.016684 | 6.6314
TOGD51 | Tottenham Grid 11kV | 0.31763 | -0.044345
TOGD52 | Tottenham Grid 11kV | 0.31718 | -0.045242
TOGD31 | Tottenham Grid 33kV | 0 | 0.66254
TRIN51 | Tring Primary 11kV | 0 | 10.6154
TWSE31 | Trowse Grid 33kV | 0.93514 | -2.8345
TUCK51 | Tuckswood Primary 11kV | 0.33698 | 0.95408
TUNW51 | Tunnel Primary 11kV | 0.5266 | 5.8105
TURN51 | Turnford Primary 11kV | 3.4997 | 13.8328
TURR51 | Turret Ln Primary 11kV | 0.80934 | 1.2013
UPLA51 | Uplands Pk Primary 11kV | 2.2578 | 5.5496
UPWL51 | Upwell Lakes End Primary 11kV | 0.30949 | 0.25424
VALL51 | Valleybridge Rd Primary 11kV | 0.55566 | 5.3541
VERY51 | Verity Way Primary 11kV | 1.2285 | 1.9283
WADD51 | Waddesdon Primary 11kV | 5.8931 | 41.3783
WALS51 | Walsoken Grid 11kV | 0.01432 | 0.087971
WALS31 | Walsoken Grid 33kV | 0.06265 | -0.021663
WALT51 | Waltham Abbey Primary 11kV | 2.9421 | 10.0633
WLTH51 | Waltham Park 11kV | 0 | 0.01981
WARE51 | Ware Primary 11kV | 4.9519 | 8.8045
WARN51 | Warners End Primary 11kV | 0.16952 | 6.3001
WARN52 | Warners End Primary 11kV | 0.010507 | 3.3647
WARH51 | Warren Heath 11kV | 0.44308 | 5.0914
WASP51 | Warren Springs Primary 11kV | 0.63779 | 3.879
WATE51 | Water Ln Primary 11kV | 0.22736 | 2.0212
WATL51 | Watlington Primary 11kV | 0.094303 | 0.4156
WATR51 | Watsons Rd Primary 11kV | 0.043562 | 6.7375
WATT51 | Watton Primary 11kV | 0.046247 | 2.9471
WEAL51 | Wealdstone Primary 11kV | 0.62296 | 6.4408
WELW31 | Welwyn Grid 33kV | 1.0248 | 6.6139
WELW51 | Welwyn Primary 11kV | 0.035144 | 7.3896
WEMP51 | Wembley Park 11kV | 0.0031444 | 1.1564
WEND51 | Wendover Primary 11kV | 1.7257 | 13.9145
WBEK51 | West Beckham Primary 11kV | 1.0507 | 20.6821
WEBP51 | West Bedford Primary 11kV | 0.067002 | 3.3834
WBRA51 | West Braintree Primary 11kV | 1.0337 | 7.8095
WCHE51 | West Chelmsford Primary 11kV | 1.7137 | 10.6546
WGRN51 | West Grn Primary 11kV | 1.0369 | 6.9256
WHAN51 | West Hanningfield Pri 11kV | 0.2318 | 11.0145
WHER51 | West Hertford Primary 11kV | 0.3531 | 7.5746
WHOR51 | West Horndon Primary 11kV | 15.7553 | -3.109
WLET51 | West Letchworth Primary 11kV | 2.8462 | 8.4437
WPOT51 | West Potters Bar Primary 11kV | 2.7382 | 13.3034
WTHK31 | West Thurrock Grid 33kV | 0 | 0.0013537
WBRY51 | Westbury Primary 11kV | 0.89532 | 4.1256
WLON51 | Weston Longville Primary 11kV | 0.010614 | 8.9947
WEST31 | Westoning Grid 33kV | 0.23172 | 0.011181
WSTP51 | Westoning Primary 11kV | 0.11927 | 0.2489
WETH51 | Wethersfield Primary 11kV | 1.2604 | 6.0166
WHAP51 | Whapload Rd Primary 11kV | 0.41728 | 3.6154
WHET51 | Whetstone Primary 11kV | 0.64358 | 27.7201
WORD51 | White Roding Primary 11kV | 1.3842 | 21.2995
WHIT51 | Whittlesey Primary 11kV | 2.1298 | 12.2579
WFRD51 | Wickford Primary 11kV | 4.5929 | 13.4146
WICK31 | Wickham Market Grid 33kV | 2.6096 | 6.7429
WIGG51 | Wiggenhall Primary 11kV | 0.03428 | 0.27924
WRWY51 | Wisbech Railway Primary 11kV | 1.4312 | -0.31896
WITH51 | Witham Primary 11kV | 0.5471 | -5.6537
WIXP51 | Wix Primary 11kV | -0.011382 | 7.952
WOOD51 | Woodwalton Primary 11kV | 3.2571 | 20.4989
WORS51 | Worstead Primary 11kV | -0.023596 | 6.614
WRAT51 | Wratting Primary 11kV | 0.68289 | 25.0815
WRIT51 | Writtle St Primary 11kV | 1.0748 | 8.5578
WROX51 | Wroxham Primary 11kV | 1.4596 | 5.7769
WHAM51 | Wymondham Primary 11kV | 1.0342 | 9.025
WYMG31 | Wymondley Grid 33kV | 0 | 0.41629

## SSC unit rate lookup
Back to Overview
Standard Settlement Configuration Id | Standard Settlement Configuration Desc | Common Decode | Change implemented | Date | Comments
3 | 10-hour OP | A/R | Notes updated | 2019-06-10 | Updated to reflect DCP 268 which delinks all tariffs from the TPR bands
4 | 10-hour OP | A/R | Code 1 & 2 changed to A | 2019-06-10 | Updated to reflect DCP 268 which delinks all tariffs from the TPR bands
5 | 10-hour OP + w/e | A/R | Code O changed to A/R | 2019-06-10 | Updated to reflect DCP 268 which delinks all tariffs from the TPR bands
6 | 10.5-hour OP | A/R | Removed TPR | 2019-06-10 | Removed TPR lookup element as this no longer effects which rate to apply
7 | 10.5-hour OP | A/R
8 | 10.5-hour OP | A/R
9 | 10.5-hour OP | A/R
10 | 10.5-hour OP | A/R
11 | 10.5-hour OP | A/R
12 | 10.5-hour OP | A/R
13 | 11 Hour OP | A/R
15 | 11 Hour OP | A/R
16 | 11.5-hour OP | A/R
17 | 11.5-hour OP | A/R
18 | 11.5-hour OP | A/R
19 | 11.5-hour OP | A/R
20 | 11.5-hour OP | A/R
21 | 11.5-hour OP | A/R
22 | 11.5-hour OP | A/R
23 | 11-hour OP | A/R
24 | 11-hour OP | A/R
25 | 11-hour OP | A/R
26 | 11-hour OP | A/R
28 | 11-hour OP | A/R
29 | 11-hour OP | A/R
30 | 11-hour OP | A/R
31 | 11-hour OP | A/R
32 | 11-hour OP | A/R
33 | 11-hour OP | A/R
34 | 11-hour OP | A/R
35 | 11-hour OP | A/R
36 | 11-hour OP | A/R
37 | 11-hour OP | A/R
38 | 11-hour OP | A/R
39 | 11-hour OP | A/R
40 | 11.5-hour OP | A/R
41 | 8.5-hour OP | A/R
42 | 9-hour OP | A/R
43 | 9-hour OP | A/R
44 | 8.5-hour OP | A/R
45 | 11-hour OP + Summer | A/R
46 | 11-hour OP + w/e | A/R
47 | 11-hour OP + w/e & Summer | A/R
48 | 11-hour OP + weekends | A/R
49 | 11.5-hour OP | A/R
50 | 12-hour OP + w/e & Summer | A/R
51 | 12-hour night | A
52 | 12-hour OP | A/R
53 | 12-hour OP | A/R
55 | 12-hour OP | A/R
56 | 12-hour OP | A/R
57 | 12-hour OP | A/R
58 | Key Meter pseudo 2-rate | A
59 | 12-hour OP | A/R
60 | 12-hour OP | A/R
62 | 8-hour OP (see also SSC 427) | A
63 | 9-hour OP | A/R
64 | 12-hour OP | A/R
65 | 12-hour OP + Summer | A/R
66 | 12-hour OP + Summer | A/R
67 | 12.5-hour OP | A/R
71 | 12.5-hour OP | A/R
72 | 12.5-hour OP | A/R
73 | 12.5-hour OP | A/R
74 | 12.5-hour OP + Summer | A/R
75 | 12.5-hour OP + w/e | A/R
76 | 12.5-hour OP + w/e | A/R
77 | 12.5-hour OP + w/e | A/R
78 | 12.5-hour OP + w/e & Summer | A/R
79 | 14-hour E7 | A
80 | 14-hour Off Peak | A/R
81 | 14-hour OP + Sun | A/R
82 | 14.5-hour OP | A/R
83 | 14.5-hour OP | A/R
84 | 14.5-hour OP | A/R
85 | 14.5-hour OP | A/R
86 | 14.5-hour OP | A/R
87 | 14.5-hour OP | A/R
88 | 14.5-hour OP | A/R
91 | 14.5-hour OP + Summer | A/R
92 | 14.5-hour OP + Summer | A/R
93 | split 7-hour E7 | A
94 | 14.5-hour OP + Summer | A/R
95 | 14.5-hour OP + Summer | A/R
96 | 14.5-hour OP + Summer | A/R
97 | 14.5-hour OP + w/e | A/R
98 | 14.5-hour OP + w/e & Summer | A/R
99 | 15-hour OP | A/R
100 | 15-hour OP | A/R
101 | 15-hour OP + w/e & Summer | A/R
102 | 15-hour OP + w/e & Summer | A/R
103 | 15-hour OP + w/e & Summer | A/R
104 | 15.5-hour OP | A/R
105 | 15.5-hour OP | A/R
106 | 15.5-hour OP | A/R
107 | 15.5-hour OP | A/R
108 | 15.5-hour OP | A/R
109 | 15.5-hour OP | A/R
110 | 15.5-hour OP | A/R
111 | 15.5-hour OP + Summer | A/R
112 | 15.5-hour OP + w/e | A/R
113 | 15.5-hour OP + w/e | A/R
115 | 15.5-hour OP + w/e | A/R
116 | 15.5-hour OP + w/e | A/R
117 | 15.5-hour OP + w/e | A/R
118 | 15.5-hour OP + w/e & Summer | A/R
119 | 15.5-hour OP + w/e & Summer | A/R
120 | 9-hour OP | A/R
121 | 2-rate terms | A
122 | 2-rate SToD | A
123 | 2-rate variable SToD | A
124 | 2-rate variable SToD | A
125 | 2-rate variable SToD | A
126 | 7-hour E7 | A
127 | 3-rate SToD | A
128 | Dom/Non-dom Seasonal (link SSC 0342) | A
129 | 3-rate SToD | A
130 | 3-rate variable | A
131 | 3-rate variable | A
132 | 4-rate SToD | A
133 | 4-rate SToD | A
134 | 4-rate SToD | A
135 | 4-rate SToD | A
136 | 4-rate SToD | A
137 | 4-rate SToD | A
138 | 4-rate SToD | A
140 | split 7-hour E7 | A
141 | 5-rate SToD | A
142 | 5-rate SToD | A
143 | 15-hour OP | A/R
144 | 6-rate SToD | A
145 | 6-rate SToD | A
146 | 6-rate SToD | A
147 | 6-rate SToD | A
148 | 7-hour OP (see also SSC 0185) | A
149 | Smart 7, heating | A
150 | 7-hour E7 | A
151 | 7-hour E7 | A
152 | 7-hour E7 | A
153 | 7-hour E7 | A
154 | 7-hour E7 | A
155 | split 7-hour E7 | A/R
156 | 7-hour E7 | A
157 | 7-hour E7 | A
158 | 7-hour E7 | A
159 | 12-hour OP | A/R
160 | 7-hour E7 | A
161 | 7-hour E7 | A
162 | 7-hour E7 | A
163 | 7-hour E7 | A
164 | 7-hour E7 | A
165 | 7-hour E7 | A
166 | 7-hour E7 | A
167 | 7-hour E7 | A
168 | 7-hour E7 | A
169 | 7-hour E7 | A
170 | 7-hour E7 | A
171 | 7-hour E7 | A
172 | 7-hour E7 | A
173 | 7-hour E7 | A
174 | 7-hour E7 | A
175 | 7-hour E7 | A
176 | 7-hour E7 | A
177 | 7-hour E7 | A
178 | 7-hour E7 (Cornwall & def reinforcement) | A
179 | 7-hour E7 | A
180 | 7-hour E7 | A
181 | 7-hour E7 | A
182 | 7-hour E7 | A
183 | 7-hour E7 | A
184 | 7-hour E7 | A
185 | 7-hour E7 | A
186 | 7-hour E7 | A
187 | 7-hour E7 | A
188 | 7-hour E7 | A
189 | 7-hour E7 | A/R
190 | 7-hour E7 | A/R
191 | 7-hour E7 | A/R
192 | 7-hour E7 | A/R
193 | 7-hour E7 | A/R
194 | 7-hour E7 | A/R
195 | 7-hour E7 | A/R
196 | 7-hour E7 | A/R
197 | 7-hour E7 | A/R
198 | 7-hour E7 | A/R
199 | 7-hour E7 | A/R
201 | 7-hour E7 | A/R
202 | 7-hour E7 | A/R
203 | 7-hour E7 | A/R
204 | 7-hour E7 | A/R
205 | 7-hour E7 | A/R
206 | 7-hour E7 | A/R
207 | 7-hour E7 | A/R
208 | 7-hour E7 | A/R
209 | 7-hour E7 | A
210 | 7-hour E7 | A
211 | 7-hour E7 | A
212 | 7-hour E7 | A
213 | 7-hour E7 | A
214 | 7-hour E7 | A
215 | 7-hour E7 | A
216 | 7-hour E7 | A
217 | 7-hour E7 | A
218 | 7-hour E7 | A
219 | 7-hour E7 | A
220 | 7-hour E7 | A
221 | 7-hour E7 | A
222 | 7-hour E7 | A
223 | 7-hour E7 | A
224 | 7-hour E7 | A
225 | 7-hour E7 | A
226 | 7-hour E7 | A
227 | 7-hour E7 | A
228 | Supertariff heating | A/R
229 | Supertariff heating | A/R
230 | 7-hour E7 | A/R
231 | split 7-hour E7 | A
233 | split 7-hour E7 | A
234 | split 7-hour E7 | A
235 | split 7-hour E7 | A
236 | split 7-hour E7 | A
237 | split 7-hour E7 | A
238 | 7-hour E7 | A
241 | 7-hour E7 (differential switching) | A
242 | 7-hour night | A
243 | Key Meter pseudo 2-rate | A
244 | 7-hour E7 | A
245 | 7-hour night | A
246 | Economy 7 Day & Night | A
247 | 7-hour night | A
248 | 7-hour E7 | A
249 | 7-hour night | A
250 | 7-hour OP | A/R
251 | 7-hour OP | A/R
252 | 7-hour OP | A/R
253 | 7-hour OP | A/R
254 | 7-hour variable E7 (Menter B) | A
255 | 7-hour variable E7 (Menter A) | A
257 | 8-hour E7 | A
258 | 8-hour night | A
259 | 10-hour night | A
260 | 8-hour night | A/R
261 | 8-hour night | A
262 | 8-hour night | A
263 | 8-hour night | A
264 | 8-hour night | A
265 | 8-hour OP | A/R
266 | 8-hour OP | A/R
267 | 8-hour OP | A/R
268 | 8-hour OP | A/R
269 | 8-hour OP | A/R
270 | 8-hour OP | A/R
271 | 8-hour OP | A/R
272 | 8-hour OP | A/R
273 | 8-hour OP | A/R
274 | 8-hour OP | A/R
276 | 8-hour OP | A/R
277 | 8-hour OP + Summer | A/R
278 | 8-hour OP + w/e | A/R
279 | 8-hour OP + w/e & Summer | A/R
280 | 8-hour OP + weekends | A/R
281 | 9-hour night | A
283 | 9-hour night (differential switching) | A
284 | 9-hour OP | A/R
285 | 9-hour OP | A/R
286 | 9-hour OP + w/e | A/R
287 | Boiler | A/R
288 | Budget Warmth | A/R
289 | Budget Warmth | A/R
290 | Budget Warmth | A/R
291 | Budget Warmth | A/R
292 | Budget Warmth | A/R
297 | Budget Warmth | A/R
298 | Budget Warmth | A/R
299 | Budget Warmth | A/R
300 | Flexiheat Day/Evening/Weekend | A
301 | Flexiheat (weather) Day/Evening/Weekend | A
302 | Superdeal Day/Night | A
303 | Budget Warmth | A/R
304 | Budget Warmth | A/R
305 | Domestic heating tariff | A
306 | Domestic heating tariff | A
307 | Domestic heating tariff | A
308 | Domestic heating tariff | A
309 | Superdeal (weather) Day/Night | A
310 | E10 type 1 (general purpose) | A
312 | 7-hour OP (see also SSC 186) | A
313 | Domestic E9 A | A/R
314 | 13-hour OP | A/R
315 | Evening/night | A/R
316 | Evening/Weekend | A
317 | Evening/Weekend | A
318 | Evening/Weekend | A
319 | 12-hour Evening/Weekend | A
320 | Evening/Weekend | A
321 | Evening/Weekend | A
322 | Evening/Weekend | A
323 | Evening/Weekend | A
324 | Domestic E9 B | A
325 | Evening/Weekend E7 | A
326 | Evening/Weekend E7 | A
327 | Evening/Weekend E7 | A
328 | Evening/Weekend E7 | A
329 | Evening/Weekend E7 | A
330 | Evening/Weekend E7 | A
331 | Evening/Weekend E7 | A
332 | Evening/Weekend E7 | A/R
334 | 3-rate heating, (link SSC 0343) | A
335 | Grain Drying | A
336 | Grain drying | A/R
337 | Grain drying | A/R
338 | Heating | A
339 | Local Authority Heating | A/R
340 | Local Authority Heating | A/R
341 | Local Authority Heating | A/R
342 | Dom & Non-dom Seasonal (link SSC 0128) | A
343 | 3-rate heating, water heating | A
344 | 7-hour E7, Day + Night (link SSC 0345) | A
344 | 7-hour E7, Day + Night (link SSC 0345) | A/R
345 | 7-hour E7, Day + Night (link SSC 0344) | A
346 | Non-Standard OP (8+3 hour) | A/R
347 | Non-Standard OP | A/R
348 | Non-Standard OP | A/R
349 | 7-hour E7 | A
350 | Warmwise heating | A/R
351 | Flexiheat heating | A
352 | Flexiheat (weather) heating | A
353 | Superdeal heating | A
354 | 12-hour OP | A/R
355 | Smart 7, Day/Night | A
357 | split 10-hour Heatwise | A/R
358 | split 10-hour Heatwise | A/R
359 | split 10-hour Heatwise | A/R
360 | split 10-hour Heatwise | A/R
361 | split 10-hour Heatwise | A/R
362 | split 10-hour Heatwise | A/R
363 | split 10-hour Heatwise | A/R
364 | split 10-hour Heatwise | A/R
365 | split 10-hour Heatwise | A/R
366 | split 10-hour Heatwise | A/R
367 | split 10-hour Heatwise | A/R
368 | split 10-hour Heatwise | A/R
369 | split 10-hour Heatwise | A/R
370 | split 10-hour Heatwise | A/R
371 | split 10-hour Heatwise | A/R
372 | Evening/Weekend | A
373 | split 7-hour E7 | A
374 | split 7-hour E7 | A
375 | split 7-hour E7 | A
376 | split 7-hour E7 | A
377 | split 7-hour E7 | A
378 | split 7-hour E7 | A
380 | split 7-hour E7 | A
381 | split 7-hour E7 | A
382 | split 7-hour E7 | A
384 | 7-hour E7 | A
385 | split 7-hour E7 | A/R
386 | 9-hour OP | A/R
387 | 15.5-hour OP | A/R
388 | split 7-hour E7 | A/R
389 | 12.5-hour OP | A/R
390 | split 7-hour E7 | A
391 | Summer & Winter w/e | A/R
392 | Summer Unrestricted | A
393 | Unrestricted | A
394 | 10-hour night | A
395 | Warmwise Day/Night | A
396 | 2-rate SToD | A
397 | 9-hour heating | A
398 | 12-hour OP + w/e | A
399 | 15-hour OP + w/e | A/R
400 | 8-hour night | A
401 | E10 type 1(heating circuit) | A/R
403 | 12-hour night | A
404 | Redring Boiler (general purpose) | A
405 | Redring Boiler (heating circuit) | A/R
406 | Cyclocontrol 3 | A/R
407 | Cyclocontrol 4 | A/R
408 | Cyclocontrol 5 | A/R
409 | Cyclocontrol 6 | A/R
410 | Cyclocontrol 7 | A/R
411 | Cyclocontrol 8 | A/R
412 | Cyclocontrol 9 | A/R
413 | Cyclocontrol 10 | A/R
414 | Cyclocontrol 11 | A/R
415 | Cyclocontrol 12 | A/R
416 | Cyclocontrol 13 | A/R
417 | Cyclocontrol 14 | A/R
418 | Cyclocontrol 15 | A/R
419 | Cyclocontrol 16 | A/R
420 | Cyclocontrol 17 | A/R
421 | Cyclocontrol 18 | A/R
422 | Cyclocontrol 19 | A/R
423 | Cyclocontrol 20 | A/R
424 | Cyclocontrol 21 | A/R
425 | Superdeal (weather) heating | A
426 | 7-hour E7 | A
427 | Day/Night (White meter) | A
428 | Unmetered Type A ("flat" profile) | U
429 | Unmetered B ("dusk-to-dawn") | U
430 | Unmetered C ("half-night & pre-dawn") | U
431 | Unmetered D ("dawn-to-dusk") | U
432 | 7-hour E7 | A
434 | 12 Hour OP | A/R
435 | Domestic 3-rate heating | A
436 | 3-Rate Seasonal | A
437 | Lifestyle Tariff | A
439 | Split 7-hour E7 | A
440 | 3-rate ToW | A
441 | 4-rate SToD | A
442 | 7-hour E7 | A/R
443 | Evening/Weekend | A
444 | Evening/Weekend E7 | A
444 | Evening/Weekend E7 | A/R
445 | 7-hour variable E7 | A
446 | 7-hour variable E7 | A
447 | 7-hour OP | A
448 | 7-hour OP | A
449 | 7-hour OP | A
450 | 7-hour OP | A
451 | 7-hour OP | A
452 | 7-hour OP | A
453 | 7-hour OP | A
454 | 7-hour OP | A
455 | 7-hour OP | A
456 | 7-hour OP | A
459 | 7-hour OP | A
460 | 12 Hours OP | A/R
461 | 12 Hours OP | A/R
462 | 8 Hours OP | A/R
463 | 10.5 Hours OP | A/R
464 | Weekender Tariff (V1) | A
465 | Weekender Tariff (V2) | A
466 | Maximum Demand Register | A
467 | Maximum Demand Register | A
468 | Maximum Demand Register | A
469 | Maximum Demand Register | A
470 | Maximum Demand Register | A
473 | Economy 7 - all purpose tariff G63 | A
474 | split 7hr o/p | A/R
475 | Split 7hr E7 | A
476 | 14.5 hr o/p | A/R
477 | 14.5 hr o/p | A/R
478 | Evening/Weekend E7 | A
479 | Split 7-hour E7 | A
480 | Split 7-hour E7 | A
481 | Split 7-hour E7 | A
482 | Micro-PV Export Import Profile Class 1 | G
483 | Micro-PV Export Import Profile Class 2 | G
484 | Micro-PV Export Import Profile Class 3 | G
485 | Micro-PV Export Import Profile Class 4 | G
486 | Micro-PV Export Import Profile Class 5 | G
487 | Micro-PV Export Import Profile Class 6 | G
488 | Micro-PV Export Import Profile Class 7 | G
489 | Micro-PV Export Import Profile Class 8 | G
490 | Micro-CHP Export Import Profile Class 1 | G
491 | Micro-CHP Export Import Profile Class 2 | G
492 | Micro-CHP Export Import Profile Class 3 | G
493 | Micro-CHP Export Import Profile Class 4 | G
494 | Micro-CHP Export Import Profile Class 5 | G
495 | Micro-CHP Export Import Profile Class 6 | G
496 | Micro-CHP Export Import Profile Class 7 | G
497 | Micro-CHP Export Import Profile Class 8 | G
498 | Other Sml Export SSC any import Profile | G
701 | 8.5-hour OP + w/e | A/R
702 | 8.5-hour OP + w/e | A/R
703 | 12-hour OP + w/e | A/R
704 | 12-hour OP + w/e | A/R
705 | 12-hour OP + w/e | A/R
706 | 12-hour OP + w/e | A/R
707 | 12-hour OP + w/e | A/R
708 | 12-hour OP + w/e | A/R
709 | 12-hour OP + w/e | A/R
710 | 12-hour OP + w/e | A/R
711 | 12-hour OP + w/e | A/R
712 | 16-hour OP + w/e | A/R
713 | 16-hour OP + w/e | A/R
714 | 16-hour OP + w/e | A/R
715 | 16-hour OP + w/e | A/R
716 | 20-hour OP + w/e | A/R
717 | 20-hour OP + w/e | A/R
718 | 20-hour OP + w/e + summer | A/R
719 | 20-hour OP + w/e + summer | A/R
720 | 3-rate SToD | A
721 | 8.5 hour WM | A
722 | 8.5 hour WM | A
723 | 8.5 hour WM | A
724 | 8.5 hour WM | A
725 | 8.5 hour WM | A
726 | 8.5 hour WM | A
727 | 8.5 hour WM | A
728 | 8.5 hour WM Heating | A
729 | 8.5 hour WM | A
730 | 8.5 hour WM Heating | A
731 | 8.5 hour WM | A
732 | 8.5 hour WM Heating | A
733 | 8.5 hour WM | A
734 | 8.5 hour WM Heating | A
735 | 8.5 hour WM | A
736 | 8.5 hour WM Heating | A
737 | 8.5 hour WM | A
738 | 8.5 hour WM Heating | A
739 | 8.5 hour WM | A
740 | 8.5 hour WM Heating | A
741 | 8.5 hour WM | A
742 | 8.5 hour WM Heating | A
743 | 8.5 hour WM | A
744 | 8.5 hour WM Heating | A
745 | 8.5 hour WM | A
746 | 8.5 hour WM Heating | A
747 | 8.5 hour WM | A
748 | 8.5 hour WM | A
749 | 8.5 hour WM Heating | A
752 | 8.5 hour WM | A
753 | Weathercall heating | A
754 | 8.5 hour WM | A
755 | Weathercall heating | A
756 | 8.5 hour WM | A
757 | Weathercall heating | A
758 | 8.5 hour WM | A
759 | Weathercall heating | A
760 | 8.5 hour WM | A
761 | Weathercall heating | A
762 | 8.5 hour WM | A
763 | Weathercall heating | A
764 | 8.5 hour WM | A
765 | Weathercall heating | A
766 | 8.5 hour WM | A
767 | Weathercall heating | A
768 | 8.5 hour WM | A
769 | Weathercall heating | A
770 | 18-hour dynamic | A
775 | Crop&Air Conditioning | A
776 | Crop&Air Conditioning | A
781 | 8.5 hour WM | A/R
782 | 8.5 hour WM | A
783 | 8.5 hour WM | A
784 | 8.5 hour WM | A
785 | 8.5 hour WM | A
786 | 8.5 hour WM | A
787 | E7 accompanying Birmingam W'call | A
788 | Birmingham Weathercall | A
789 | E7 accompanying Manchester W'call | A
790 | Manchester Weathercall | A
791 | E7 accompanying Anglesey W'call | A
792 | Anglesey Weathercall | A
793 | 8.5 hour WM | A
794 | 8.5 hour WM Heating | A
801 | Unrestricted | A
802 | Two rate with 8 hours night | A
803 | Dynamic | A/R
804 | Two rate with 8 hours night | A
805 | Dynamic | A/R
806 | Two rate with 8 hours night | A
807 | Dynamic | A/R
808 | Two rate with 8 hours night | A
809 | Dynamic | A/R
810 | Two rate with 8 hours night | A
811 | Dynamic | A/R
812 | Two rate with 8 hours night | A
813 | Dynamic | A/R
814 | Two rate with 8 hours night | A
815 | Dynamic | A/R
816 | Two rate with 8 hours night | A
817 | Dynamic | A/R
818 | Two rate with 8 hours night | A
819 | Dynamic | A/R
820 | Two rate with 8 hours night | A
821 | Dynamic | A/R
822 | Two rate with 8 hours night | A
823 | Dynamic | A/R
824 | Two rate with 8 hours night | A
825 | Dynamic | A/R
826 | Two rate with 8 hours night | A
827 | Dynamic | A/R
828 | Two rate with 8 hours night | A
829 | Dynamic | A/R
830 | Two rate with 8 hours night | A
831 | Dynamic | A/R
832 | Two rate with 8 hours night | A
833 | Dynamic | A/R
834 | Two rate with 8 hours night | A
835 | Dynamic | A/R
836 | Two rate with 8 hours night | A
837 | Dynamic | A/R
838 | Two rate with 8 hours night | A
839 | Dynamic | A/R
840 | Two rate with 8 hours night | A
841 | Dynamic | A/R
842 | Two rate with 8 hours night | A
843 | Dynamic | A/R
844 | Two rate with 8 hours night | A
845 | Dynamic | A/R
846 | Two rate with 8 hours night | A
847 | Dynamic | A/R
848 | Two rate with 8 hours night | A
849 | Dynamic | A/R
850 | Dynamic | A/R
851 | Dynamic | A/R
852 | Two rate with 8 hours night | A
853 | Two rate with 8 hours night | A
854 | Two rate with 8 hours night | A
855 | Two rate with 8 hours night | A
856 | Two rate with 8 hours night | A
857 | Two rate with 8 hours night | A
858 | Two rate with 8 hours night | A
859 | Two rate with 8 hours night | A
860 | Two rate with 8 hours night | A
861 | Two rate with 8 hours night | A
862 | Two rate with 8 hours night | A
863 | Two rate with 8 hours night | A
864 | Two rate with 8 hours night | A
865 | Two rate with 8 hours night | A
866 | Dynamic | A/R
867 | Two rate with 8 hours night | A
868 | Dynamic | A/R
869 | Two rate with 8 hours night | A
870 | Dynamic | A/R
871 | Two rate with 8 hours night | A
872 | Dynamic | A/R
873 | Two rate with 8 hours night | A
874 | Dynamic | A/R
875 | Two rate with 8 hours night | A
876 | Dynamic | A/R
877 | Two rate with 8 hours night | A
878 | Dynamic | A/R
879 | Two rate with 8 hours night | A
880 | Dynamic | A/R
881 | Two rate with 8 hours night | A
882 | Dynamic | A/R
883 | Two rate with 8 hours night | A
884 | Dynamic | A/R
885 | Two rate with 8 hours night | A
886 | Dynamic | A/R
887 | Two rate with 8 hours night | A
888 | Dynamic | A/R
889 | Two rate with 8 hours night | A
890 | Dynamic | A/R
891 | Dynamic | A/R
892 | Dynamic | A/R
893 | Dynamic | A/R
894 | 8 Hours OP | A/R
895 | 8 Hours OP | A/R
896 | 8 Hours OP | A/R
897 | Dynamic | A/R
898 | Dynamic | A/R
899 | 11 Hours OP | A/R
900 | 11 Hours OP | A/R
901 | 11 Hours OP | A/R
902 | 11 Hours OP | A/R
903 | 11 Hours OP | A/R
904 | 8 Hours OP + Weekends | A/R
905 | 8 Hours OP + Weekends | A/R
906 | 8 Hours OP + Weekends | A/R
907 | 15 Hours OP + Weekends | A/R
908 | 15 Hours OP + Weekends | A/R
909 | 15 Hours OP + Weekends | A/R
910 | 15 Hours OP + Weekends | A/R
911 | 15 Hours OP + Weekends | A/R
912 | 15 Hours OP + Weekends | A/R
913 | 15 Hours OP + Weekends | A/R
914 | 15 Hours Nov - April/24 Hours May - Oct | A
915 | 8 Hours OP | A
916 | 8 Hours OP | A
917 | 8 Hours OP | A
918 | Evening/Weekend | A
919 | 2 rate | A
920 | 2 rate | A
922 | Unrestricted | A
923 | Unrestricted | A
924 | Unrestricted | A
925 | Unmetered Type A ("flat " profile) | U
926 | Unmetered B ("dusk-to-dawn") | U
927 | Unmetered D ("dawn-to-dusk") | U
928 | Unmetered C ("half-night & pre-dawn") | U
929 | 11 Hours OP | A/R
930 | 11 Hours OP | A/R
931 | 11 Hours OP | A/R
932 | Seasonal ToD | A
933 | Two rate with 8 hours night | A
934 | Dynamic | A/R
935 | Split 10 hr E10 | A
936 | Split 10 hr E10 | A
937 | Split 10 hr E10 | A
938 | Split 10 hr E10 | A
939 | Split 10 hr E10 | A
940 | NHH Export Hydro Profile Class | G
941 | NHH Export Wind Profile Class | G
942 | 7-hour E7 (Cornwall & def reinforcement) | A
943 | 7-hour E7 | A
944 | 7-hour E7 | A
945 | 7-hour E7 | A
946 | 7-hour E7 | A
947 | Smart Meter 3 Rate Time of Day | A
948 | 10 hour Evening/Weekend | A
949 | General Purpose 2 Rate (paired wth 0950) | A
950 | E10 Heating Single Rate (prd wth 0949) | A/R
951 | E9 Heating | A/R
952 | General Purpose 2 Rate (paired wth 0951) | A
953 | Two rate with 20 hours night | A
954 | Three Rate Peak Day Other | A
955 | 4 rate weekday/2 rate weekend | A
956 | 4 Rate Weekday/2 rate Weekend (BST) | A
957 | Unrestricted with Weekday Peak | A
958 | Unrestricted with Peak | A
959 | Economy 7 with Weekday Peak | A
960 | Economy 7 with Peak | A
961 | Evening Weekend and Weekday Peak (smart) | A
962 | Evening Weekend with Peak | A
963 | Evening Weekend Night and Peak | A
964 | Evening Weekend with Night (BST) | A
965 | 3 Rate with Weekday Peak | A
966 | 8-hour OP | A/R
967 | Superdeal Day/Night | A
968 | Superdeal Day/Night | A
969 | 3 Rate with Weekday Peak | A
970 | split 7-hour E7 | A
971 | Smart meter trial - time of use 3 rate | A
972 | 2 Rate Saturday Off Peak | A
973 | Flexiheat Day/Evening/Weekend | A
974 | Flexiheat heating | A
975 | Saturday Off Peak (9-5) | A
976 | Sunday Off Peak (9-5) | A
978 | 7-hour OP | A/R
979 | Non-Standard OP (8+3 hour) | A/R
980 | General Purpose 2 Rate (paired with 0980 | A
981 | E10 Heating Single Rate (prd with 0981) | A/R
982 | Evening Saver | A
983 | Comfort Booster | A
984 | Saturday Off Peak (24 Hrs) | A
985 | Sunday Off Peak (24 Hrs) | A
989 | Redring Boiler (general purpose) | A
990 | Redring Boiler (heating circuit) | A/R
991 | 8-hour OP | A/R
996 | Lifestyle Tariff | A
997 | Evening/Weekend - BST | A
Notes:
There are a few governing rules that should be applied:
Specific notes for application of or tariffss:
  All tariffs are all delinked and set time bands are applied in place of the TPR’s timebands.
The following rules apply when allocating tariffs in DNO areas.
  1, G and U should be applied straight to the appropriate SSC to identify generation and UMS tariffs.
  Then considering the SSC alongside the PC.
  2, PC1s should be labelled Domestic Aggregated.
  3, PC2s with SSCs with A/R should be labelled Domestic Aggregated (related MPAN).
  4, Remaining PC2s should be labelled Domestic Aggregated.
  5, PC3s should be labelled Non Domestic Aggregated.
  6, PC4s with SSCs with A/R should be labelled Non Domestic Aggregated (related MPAN).
  7, Remaining PC4s should be labelled Non Domestic Aggregated.
  8, PC5 – 8s should be labelled Non Domestic Aggregated.
Common decode:
  A: Aggregated - replaces the Day & Night rates (1 & 2)
  A/R: Aggregated if on PC1 / PC3 / PC5 / PC6 / PC7 / PC8 or Aggregated (related MPAN) if on PC2 / PC4
  G: Generation
  U: Unmetered Supplies

## Residual Charging Bands
Back to Overview
Fulcrum Electricity Assets Ltd - GSP_A - Effective from 2026/27 - Final Residual Charging Bands
Voltage of Connection | Band | Units | Lower Threshold* | Upper Threshold* | Residual Charge per MPAN (£)
Domestic Aggregated | Single band | - | - | - | 0.92548
Designated Properties connected at LV, billing with no MIC | 1 | kWh | 0 | 3986 | 0.8421
| 2 | kWh | 3986 | 13677 | 2.4141
| 3 | kWh | 13677 | 27543 | 5.0986
| 4 | kWh | 27543 | ∞ | 13.1876
Designated Properties connected at LV, billing with MIC | 1 | kVA | 0 | 90 | 26.1664
| 2 | kVA | 90 | 150 | 42.3021
| 3 | kVA | 150 | 250 | 58.2002
| 4 | kVA | 250 | ∞ | 164.8468
Designated Properties connected at HV | 1 | kVA | 0 | 500 | 215.5305
| 2 | kVA | 500 | 1100 | 451.7603
| 3 | kVA | 1100 | 2000 | 826.8193
| 4 | kVA | 2000 | ∞ | 2459.4617
Designated EHV Properties | 1 | kVA | 0 | 3500 | 18297.4486
| 2 | kVA | 3500 | 11000 | 88775.9878
| 3 | kVA | 11000 | 20000 | 212600.2897
| 4 | kVA | 20000 | ∞ | 278592.2439
* All boundaries are inclusive of the upper threshold and exclusive of the lower threshold i.e. Lower < x ≤ Upper.

## TNUoS Mapping
Back to Overview
2026/27 - Effective from 1 April 2026 - TNUoS Mapping
DUoS Tariff name | TNUoS Site Charging Band
Domestic Aggregated or CT with Residual | Domestic
Domestic Aggregated (Related MPAN) | n/a (Non-Final Demand Site)
Non-Domestic Aggregated or CT No Residual | n/a (Non-Final Demand Site)
Non-Domestic Aggregated or CT Band 1 | LV_NoMIC_1
Non-Domestic Aggregated or CT Band 2 | LV_NoMIC_2
Non-Domestic Aggregated or CT Band 3 | LV_NoMIC_3
Non-Domestic Aggregated or CT Band 4 | LV_NoMIC_4
Non-Domestic Aggregated (related MPAN) | n/a (Non-Final Demand Site)
LV Site Specific No Residual | n/a (Non-Final Demand Site)
LV Site Specific Band 1 | LV1
LV Site Specific Band 2 | LV2
LV Site Specific Band 3 | LV3
LV Site Specific Band 4 | LV4
LV Sub Site Specific No Residual | n/a (Non-Final Demand Site)
LV Sub Site Specific Band 1 | LV1
LV Sub Site Specific Band 2 | LV2
LV Sub Site Specific Band 3 | LV3
LV Sub Site Specific Band 4 | LV4
HV Site Specific No Residual | n/a (Non-Final Demand Site)
HV Site Specific Band 1 | HV1
HV Site Specific Band 2 | HV2
HV Site Specific Band 3 | HV3
HV Site Specific Band 4 | HV4
Unmetered Supplies | n/a (p/kWh charge)
LV Generation Aggregated | n/a (Non-Final Demand Site)
LV Sub Generation Aggregated | n/a (Non-Final Demand Site)
LV Generation Site Specific | n/a (Non-Final Demand Site)
LV Generation Site Specific no RP charge | n/a (Non-Final Demand Site)
LV Sub Generation Site Specific | n/a (Non-Final Demand Site)
LV Sub Generation Site Specific no RP charge | n/a (Non-Final Demand Site)
HV Generation Site Specific | n/a (Non-Final Demand Site)
HV Generation Site Specific no RP charge | n/a (Non-Final Demand Site)
Designated EHV Site Specific No Residual | n/a (Non-Final Demand Site)
Designated EHV Site Specific Band 1 | EHV1
Designated EHV Site Specific Band 2 | EHV2
Designated EHV Site Specific Band 3 | EHV3
Designated EHV Site Specific Band 4 | EHV4

## Charge Calculator
Back to Overview
Fulcrum Electricity Assets Ltd - GSP_A - Effective from 1 April 2026 - Final | [16 empty] | Tariff name | Red/black unit charge p/kWh | Amber/yellow unit charge p/kWh | Green unit charge p/kWh | Fixed charge p/MPAN/day | Capacity charge p/kVA/day | Exceeded capacity charge p/kVA/day | Reactive power charge p/kVArh
[17 empty] | Domestic Aggregated or CT with Residual | Red unit charge p/kWh | Amber unit charge p/kWh | Green unit charge p/kWh | Fixed charge p/MPAN/day | n/a | n/a | n/a
LV and HV designated properties and Unmetered Supplies tariff calculator | [7 empty] | EHV designated property calculator | [8 empty] | Domestic Aggregated (Related MPAN) | Red unit charge p/kWh | Amber unit charge p/kWh | Green unit charge p/kWh | n/a | n/a | n/a | n/a
Step 1, Choose your tariff using the drop down list in cell B10 | [7 empty] | Step 1, Choose your tariff using the drop down list in cell L10. Please note, this calculator returns tariffs from Annex 2 only. If your site has a new or amended tariff in Annex 6 this will need to be entered manually. | [8 empty] | Non-Domestic Aggregated or CT No Residual | Red unit charge p/kWh | Amber unit charge p/kWh | Green unit charge p/kWh | Fixed charge p/MPAN/day | n/a | n/a | n/a
Step 2, After selecting a tariff in step 1, Cells C12-I12 will generate headings, please enter your consumption in cells C13:I13 underneath each heading generated (if no heading leave cell blank) | [7 empty] | Step 2, After selecting a tariff in step 1, Cells M12-T12 will generate headings, please enter your consumption in cells M13:T13 underneath each heading generated (if no heading leave cell blank) | [8 empty] | Non-Domestic Aggregated or CT Band 1 | Red unit charge p/kWh | Amber unit charge p/kWh | Green unit charge p/kWh | Fixed charge p/MPAN/day | n/a | n/a | n/a
Step 3, Enter a forecast of consumption if required in cells C14:I14 | [7 empty] | Step 3, Enter a forecast of consumption if required in cells M14:T14 | [8 empty] | Non-Domestic Aggregated or CT Band 2 | Red unit charge p/kWh | Amber unit charge p/kWh | Green unit charge p/kWh | Fixed charge p/MPAN/day | n/a | n/a | n/a
[17 empty] | Non-Domestic Aggregated or CT Band 3 | Red unit charge p/kWh | Amber unit charge p/kWh | Green unit charge p/kWh | Fixed charge p/MPAN/day | n/a | n/a | n/a
Tariff details Choose tariff name from drop down box below | Red/black unit charge p/kWh | Amber/yellow unit charge p/kWh | Green unit charge p/kWh | Fixed charge p/MPAN/day | Capacity charge p/kVA/day | Exceeded capacity charge p/kVA/day | Reactive power charge p/kVArh | Site details Choose the site name from the drop down box below | Import Super Red unit charge (p/kWh) | Import fixed charge (p/day) | Import capacity charge (p/kVA/day) | Import exceeded capacity charge (p/kVA/day) | Export Super Red unit charge (p/kWh) | Export fixed charge (p/day) | Export capacity charge (p/kVA/day) | Export exceeded capacity charge (p/kVA/day) | Non-Domestic Aggregated or CT Band 4 | Red unit charge p/kWh | Amber unit charge p/kWh | Green unit charge p/kWh | Fixed charge p/MPAN/day | n/a | n/a | n/a
[9 empty] | 0 | 0 | 0 | 0 | 0 | 0 | 0 | 0 | Non-Domestic Aggregated (related MPAN) | Red unit charge p/kWh | Amber unit charge p/kWh | Green unit charge p/kWh | n/a | n/a | n/a | n/a
[17 empty] | LV Site Specific No Residual | Red unit charge p/kWh | Amber unit charge p/kWh | Green unit charge p/kWh | Fixed charge p/MPAN/day | Capacity charge p/kVA/day | Exceeded Capacity charge p/kVA/day | Reactive power charge p/kVArh
Tariff components | Red/black unit charge p/kWh | Amber/yellow unit charge p/kWh | Green unit charge p/kWh | Number of days in consumption period i.e. 365 if one year | Maximum import or export capacity kVA | Average daily exceeded capacity kVA | Excess reactive units kVArh | Tariff components | Import super red kWh | Number of days in consumption period i.e. 365 if one year | Maximum import capacity kVA | Average daily exceeded capacity kVA | Export Super Red kWh | Number of days in consumption period i.e. 365 if one year | Maximum export capacity kVA | Average daily exceeded capacity kVA | LV Site Specific Band 1 | Red unit charge p/kWh | Amber unit charge p/kWh | Green unit charge p/kWh | Fixed charge p/MPAN/day | Capacity charge p/kVA/day | Exceeded Capacity charge p/kVA/day | Reactive power charge p/kVArh
Enter current consumption details | [7 empty] | Enter current consumption details | [5 empty] | 0 |  |  | LV Site Specific Band 2 | Red unit charge p/kWh | Amber unit charge p/kWh | Green unit charge p/kWh | Fixed charge p/MPAN/day | Capacity charge p/kVA/day | Exceeded Capacity charge p/kVA/day | Reactive power charge p/kVArh
Enter forecast consumption details (if different) | 0 | 0 | 0 | 0 | 0 | 0 | 0 | Enter forecast consumption details (if different) | 0 | 0 | 0 | 0 | 0 | 0 | 0 | 0 | LV Site Specific Band 3 | Red unit charge p/kWh | Amber unit charge p/kWh | Green unit charge p/kWh | Fixed charge p/MPAN/day | Capacity charge p/kVA/day | Exceeded Capacity charge p/kVA/day | Reactive power charge p/kVArh
[17 empty] | LV Site Specific Band 4 | Red unit charge p/kWh | Amber unit charge p/kWh | Green unit charge p/kWh | Fixed charge p/MPAN/day | Capacity charge p/kVA/day | Exceeded Capacity charge p/kVA/day | Reactive power charge p/kVArh
Charge components | Unit 1 £ | Unit 2 £ | Unit 3 £ | Fixed charge £ | Capacity charge £ | Exceeded capacity charge £ | Reactive power charge £ | Charge components | Import super red charge £ | Import fixed charge £ | Import capacity charge £ | Import exceeded capacity charge £ | Export super red charge £ | Export fixed charge £ | Export capacity charge £ | Export exceeded capacity charge £ | LV Sub Site Specific No Residual | Red unit charge p/kWh | Amber unit charge p/kWh | Green unit charge p/kWh | Fixed charge p/MPAN/day | Capacity charge p/kVA/day | Exceeded Capacity charge p/kVA/day | Reactive power charge p/kVArh
Current consumption period charges | [7 empty] | Current consumption period charges | 0 | 0 | 0 | 0 | 0 | 0 | 0 | 0 | LV Sub Site Specific Band 1 | Red unit charge p/kWh | Amber unit charge p/kWh | Green unit charge p/kWh | Fixed charge p/MPAN/day | Capacity charge p/kVA/day | Exceeded Capacity charge p/kVA/day | Reactive power charge p/kVArh
Forecast consumption period charges | [7 empty] | Forecast consumption period charges | 0 | 0 | 0 | 0 | 0 | 0 | 0 | 0 | LV Sub Site Specific Band 2 | Red unit charge p/kWh | Amber unit charge p/kWh | Green unit charge p/kWh | Fixed charge p/MPAN/day | Capacity charge p/kVA/day | Exceeded Capacity charge p/kVA/day | Reactive power charge p/kVArh
[17 empty] | LV Sub Site Specific Band 3 | Red unit charge p/kWh | Amber unit charge p/kWh | Green unit charge p/kWh | Fixed charge p/MPAN/day | Capacity charge p/kVA/day | Exceeded Capacity charge p/kVA/day | Reactive power charge p/kVArh
| Total charge £ | [7 empty] | Import total charge £ | Export total charge £ | [6 empty] | LV Sub Site Specific Band 4 | Red unit charge p/kWh | Amber unit charge p/kWh | Green unit charge p/kWh | Fixed charge p/MPAN/day | Capacity charge p/kVA/day | Exceeded Capacity charge p/kVA/day | Reactive power charge p/kVArh
Current consumption period charges | 0 | [6 empty] | Current consumption period charges | 0 | 0 | [6 empty] | HV Site Specific No Residual | Red unit charge p/kWh | Amber unit charge p/kWh | Green unit charge p/kWh | Fixed charge p/MPAN/day | Capacity charge p/kVA/day | Exceeded Capacity charge p/kVA/day | Reactive power charge p/kVArh
Forecast consumption period charges | 0 | [6 empty] | Forecast consumption period charges | 0 | 0 | [6 empty] | HV Site Specific Band 1 | Red unit charge p/kWh | Amber unit charge p/kWh | Green unit charge p/kWh | Fixed charge p/MPAN/day | Capacity charge p/kVA/day | Exceeded Capacity charge p/kVA/day | Reactive power charge p/kVArh
[17 empty] | HV Site Specific Band 2 | Red unit charge p/kWh | Amber unit charge p/kWh | Green unit charge p/kWh | Fixed charge p/MPAN/day | Capacity charge p/kVA/day | Exceeded Capacity charge p/kVA/day | Reactive power charge p/kVArh
These charges are estimates based on tariff selected and consumption values entered. | [7 empty] | These charges are estimates based on site selected and consumption values entered. | [8 empty] | HV Site Specific Band 3 | Red unit charge p/kWh | Amber unit charge p/kWh | Green unit charge p/kWh | Fixed charge p/MPAN/day | Capacity charge p/kVA/day | Exceeded Capacity charge p/kVA/day | Reactive power charge p/kVArh
[17 empty] | HV Site Specific Band 4 | Red unit charge p/kWh | Amber unit charge p/kWh | Green unit charge p/kWh | Fixed charge p/MPAN/day | Capacity charge p/kVA/day | Exceeded Capacity charge p/kVA/day | Reactive power charge p/kVArh
[17 empty] | Unmetered Supplies | Black unit charge p/kWh | Yellow unit charge p/kWh | Green unit charge p/kWh | n/a | n/a | n/a | n/a
[17 empty] | LV Generation Aggregated | Red unit charge p/kWh | Amber unit charge p/kWh | Green unit charge p/kWh | Fixed charge p/MPAN/day | n/a | n/a | n/a
[17 empty] | LV Sub Generation Aggregated | Red unit charge p/kWh | Amber unit charge p/kWh | Green unit charge p/kWh | Fixed charge p/MPAN/day | n/a | n/a | n/a
[17 empty] | LV Generation Site Specific | Red unit charge p/kWh | Amber unit charge p/kWh | Green unit charge p/kWh | Fixed charge p/MPAN/day | n/a | n/a | Reactive power charge p/kVArh
[17 empty] | LV Generation Site Specific no RP charge | Red unit charge p/kWh | Amber unit charge p/kWh | Green unit charge p/kWh | Fixed charge p/MPAN/day | n/a | n/a | n/a
[17 empty] | LV Sub Generation Site Specific | Red unit charge p/kWh | Amber unit charge p/kWh | Green unit charge p/kWh | Fixed charge p/MPAN/day | n/a | n/a | Reactive power charge p/kVArh
[17 empty] | LV Sub Generation Site Specific no RP charge | Red unit charge p/kWh | Amber unit charge p/kWh | Green unit charge p/kWh | Fixed charge p/MPAN/day | n/a | n/a | n/a
[17 empty] | HV Generation Site Specific | Red unit charge p/kWh | Amber unit charge p/kWh | Green unit charge p/kWh | Fixed charge p/MPAN/day | n/a | n/a | Reactive power charge p/kVArh
[17 empty] | HV Generation Site Specific no RP charge | Red unit charge p/kWh | Amber unit charge p/kWh | Green unit charge p/kWh | Fixed charge p/MPAN/day | n/a | n/a | n/a
Note:
For the purpose of forecasting the exceeded capacity charge, the input in this calculator uses the average daily exceeded capacity as this reduces the calculators complexity, however as per the Use of System Charging Statement, the exceeded portion of the capacity will be charged at the exceeded capacity charge p/kVA/day rate, based on the difference between the MIC/MEC and the actual capacity used. This will be charged for the full duration of the month in which the breach occurs.”