## Overview
Company and Licence name, charging year, effective from, status
| Company and Licence name | Year | Effective From | Status
Company and Licence name, charging year, effective from, status | Fulcrum Electricity Assets Ltd - GSP_L | 2026/27 | 1 April 2026 | Final
List of data tables in this workbook
Worksheet | Information
Annex 1 LV, HV and Unmetered Supplies charges | Annex 1 contains the charges to LV and HV Designated Properties and Unmetered Supplies.
Annex 2 Designated EHV charges | Annex 2 contains the charges to Designated EHV Properties and charges applied to LDNOs with Designated EHV Properties/end-users embedded in networks within the Fulcrum Electricity Assets Ltd - GSP_L Licence area.
Annex 3 Preserved charges | Annex 3 contains details of any preserved and additional charges that are valid at this time.
Annex 4 LDNO charges | Annex 4 contains charges that are levied on the owner of an embedded network within the Fulcrum Electricity Assets Ltd - GSP_L Licence area. Electricity suppliers and consumers who have properties connected to an embedded network should contact the embedded network owner to determine their distribution charges. The charges listed in this table are not payable by domestic consumers, business consumers or electricity suppliers.
Annex 5 LLFs | Annex 5 has been intentionally left blank as this charging statement is published a complete year before the LLFs have been audited. The line loss factors that are approved by the BSC Panel for the applicable year and consequently published on the Elexon website will take precedence and be used in Settlement. This annex will be re-published with these values once they are available.
Annex 6 Charges for New or Amended Designated EHV Properties | Annex 6 contains the charges for new or amended Designated EHV Properties and charges applied to LDNOs with new or amended Designated EHV Properties/end-users embedded in networks within the Fulcrum Electricity Assets Ltd - GSP_L Licence area.
Annex 7 Fixed adders for Supplier of Last Resort and Eligible Bad Debt pass-through costs | Annex 7 contains the fixed adders to recover Supplier of Last Resort and Eligible Bad Debt pass-through costs. The Excess Supplier of Last Resort fixed adder relates to an increase to previously published charges only.
Nodal prices | Contains the underlying [nodal/network group] costs used to calculate the current EDCM charges.
SSC unit rate lookup | Contains a mapping of Standard Settlement Configurations to common decodings
Residual Charging Bandings | Contains the four Residual charging band allocation for Customers
TNUoS Mapping | Contains a mapping of DUoS Tariffs to TNUoS Site Charging Bands
Charge calculator | Charge calculator is a tool to help you estimate your distribution charges using current consumption data and forecast consumption data.
Notes to users of this spreadsheet
Please use this spreadsheet with reference to the LC14 use of system charging statement.
Notes to DNOs populating this spreadsheet
DNOs must endeavour to maintain consistency in the structure of this spreadsheet. Any changes to the structure must be noted in the 'Notes to users of this spreadsheet'
The drop down list on the charge calculator can be expanded by unprotecting the charge calculator sheet and selecting 'data', 'data validation...' and then expanding the 'source' data range. The sheet can then be protected.

## Annex 1 LV, HV and UMS charges
Back to Overview | 'DNOs paste value cells A15:J47 from CDCM 3701 into cells A14:J46
Fulcrum Electricity Assets Ltd - GSP_L - Effective from 1 April 2026 - Final LV and HV charges
Time Bands for LV and HV Designated Properties | [5 empty] | Time Bands for Unmetered Properties
Time periods | Red Time Band | Amber Time Band |  | Green Time Band |  |  |  | Black Time Band | Yellow Time Band | Green Time Band
Monday to Friday (Including Bank Holidays) All Year | 17:00 to 19:00 | 07:30 to 17:00 19:00 to 21:30 |  | 00:00 to 07:30 21:30 to 24:00 |  | Monday to Friday (Including Bank Holidays) Nov to Feb Inclusive (excluding 22nd Dec to 4th Jan inclusive) |  | 17:00 to 19:00 | 07:30 to 17:00 19:00 to 21:30 | 00:00 to 07:30 21:30 to 24:00
Saturday and Sunday All Year |  | 16:30 to 19:30 |  | 00:00 to 16:30 19:30 to 24:00 |  | Monday to Friday (Including Bank Holidays) Mar to Oct Inclusive (plus 22nd Dec to 4th Jan inclusive) |  |  | 07:30 to 21:30 | 00:00 to 07:30 21:30 to 24:00
Notes | All the above times are in UK Clock time |  |  |  |  | Saturday and Sunday All year |  |  | 16:30 to 19:30 | 00:00 to 16:30 19:30 to 24:00
[6 empty] | Notes |  | All the above times are in UK Clock time
Tariff name | Open LLFCs/DUoS Tariff Id | PCs | Red/black unit charge p/kWh | Amber/yellow unit charge p/kWh | Green unit charge p/kWh | Fixed charge p/MPAN/day | Capacity charge p/kVA/day | Exceeded capacity charge p/kVA/day | Reactive power charge p/kVArh | Closed LLFCs/DUoS Tariff Id
Domestic Aggregated or CT with Residual | L01, L02, L1L, L2H | 0, 1, 2 | 22.754 | 1.814 | 0.198 | 12.57 | 0 | 0 | 0
Domestic Aggregated (Related MPAN) | L21, L22 | 2 | 22.754 | 1.814 | 0.198 | 0 | 0 | 0 | 0
Non-Domestic Aggregated or CT No Residual | L31, L32, L3L, L3H | 0, 3, 4, 5-8 | 24.204 | 1.93 | 0.211 | 17.41 | 0 | 0 | 0
Non-Domestic Aggregated or CT Band 1 | 1L1, 1L2, 1LL, 1LH | 0, 3, 4, 5-8 | 24.204 | 1.93 | 0.211 | 18.02 | 0 | 0 | 0
Non-Domestic Aggregated or CT Band 2 | 2L1, 2L2, 2LL, 2LH | 0, 3, 4, 5-8 | 24.204 | 1.93 | 0.211 | 19.92 | 0 | 0 | 0
Non-Domestic Aggregated or CT Band 3 | 3L1, 3L2, 3LL, 3LH | 0, 3, 4, 5-8 | 24.204 | 1.93 | 0.211 | 22.46 | 0 | 0 | 0
Non-Domestic Aggregated or CT Band 4 | 4L1, 4L2, 4LL, 4LH | 0, 3, 4, 5-8 | 24.204 | 1.93 | 0.211 | 29.69 | 0 | 0 | 0
Non-Domestic Aggregated (related MPAN) | L1, L2 | 4 | 24.204 | 1.93 | 0.211 | 0 | 0 | 0 | 0
LV Site Specific No Residual | 5L1, 5L2 | 0 | 14.833 | 1.065 | 0.114 | 17.31 | 12.18 | 12.18 | 0.216
LV Site Specific Band 1 | 6L1, 6L2 | 0 | 14.833 | 1.065 | 0.114 | 41.51 | 12.18 | 12.18 | 0.216
LV Site Specific Band 2 | 7L1, 7L2 | 0 | 14.833 | 1.065 | 0.114 | 60.79 | 12.18 | 12.18 | 0.216
LV Site Specific Band 3 | 8L1, 8L2 | 0 | 14.833 | 1.065 | 0.114 | 86.84 | 12.18 | 12.18 | 0.216
LV Site Specific Band 4 | 9L1, 9L2 | 0 | 14.833 | 1.065 | 0.114 | 171.29 | 12.18 | 12.18 | 0.216
LV Sub Site Specific No Residual | 2L | 0 | 9.374 | 0.496 | 0.049 | 13.51 | 10.47 | 10.47 | 0.118
LV Sub Site Specific Band 1 | 12L | 0 | 9.374 | 0.496 | 0.049 | 37.71 | 10.47 | 10.47 | 0.118
LV Sub Site Specific Band 2 | 22L | 0 | 9.374 | 0.496 | 0.049 | 56.99 | 10.47 | 10.47 | 0.118
LV Sub Site Specific Band 3 | 32L | 0 | 9.374 | 0.496 | 0.049 | 83.04 | 10.47 | 10.47 | 0.118
LV Sub Site Specific Band 4 | 42L | 0 | 9.374 | 0.496 | 0.049 | 167.5 | 10.47 | 10.47 | 0.118
HV Site Specific No Residual | 52L | 0 | 7.242 | 0.302 | 0.028 | 124.75 | 10.06 | 10.06 | 0.082
HV Site Specific Band 1 | 62L | 0 | 7.242 | 0.302 | 0.028 | 298.61 | 10.06 | 10.06 | 0.082
HV Site Specific Band 2 | 72L | 0 | 7.242 | 0.302 | 0.028 | 525.1 | 10.06 | 10.06 | 0.082
HV Site Specific Band 3 | 82L | 0 | 7.242 | 0.302 | 0.028 | 1016.12 | 10.06 | 10.06 | 0.082
HV Site Specific Band 4 | 92L | 0 | 7.242 | 0.302 | 0.028 | 1908.16 | 10.06 | 10.06 | 0.082
Unmetered Supplies | L15, L16, L17, L18, L19, L48, L49, L50, L51, L52 | 0, 1 or 8 | 68.251 | 3.538 | 1.535 | 0 | 0 | 0 | 0
LV Generation Aggregated | L41, L42 | 0 | -14.503 | -1.156 | -0.126 | 0 | 0 | 0 | 0
LV Sub Generation Aggregated | L62 | 0 | -12.444 | -0.931 | -0.101 | 0 | 0 | 0 | 0
LV Generation Site Specific | L71, L72 | 0 | -14.503 | -1.156 | -0.126 | 0 | 0 | 0 | 0.264
LV Generation Site Specific no RP charge | L91, L92 | 0 | -14.503 | -1.156 | -0.126 | 0 | 0 | 0 | 0
LV Sub Generation Site Specific | 16 | 0 | -12.444 | -0.931 | -0.101 | 0 | 0 | 0 | 0.189
LV Sub Generation Site Specific no RP charge | 26 | 0 | -12.444 | -0.931 | -0.101 | 0 | 0 | 0 | 0
HV Generation Site Specific | 36 | 0 | -7.786 | -0.412 | -0.041 | 78.08 | 0 | 0 | 0.159
HV Generation Site Specific no RP charge | 46 | 0 | -7.786 | -0.412 | -0.041 | 78.08 | 0 | 0 | 0

## Annex 2 Designated EHV charges
Back to Overview |  | Copy EDCM table 5001 range starting B101 and paste into G11. Extend or reduce print area as required. |  |  | Note: The list of MPANs / MSIDs provided may be incomplete; the DNO reserves the right to apply the listed charges to any other MPANs / MSIDs associated with the site.
Fulcrum Electricity Assets Ltd - GSP_L - Effective from 1 April 2026 - Final Designated EHV charges
Time Periods for Designated EHV Properties
Time periods |  |  | Super Red Time Band
Monday to Friday (Including Bank Holidays) Nov to Feb Inclusive (excluding 22nd Dec to 4th Jan inclusive) |  |  | 17:00 to 19:00
Notes |  |  | All the above times are in UK Clock time
Import Unique Identifier | LLFC/DUoS Tariff Id | Import MPANs/MSIDs | Export Unique Identifier | LLFC/DUoS Tariff Id | Export MPANs/MSIDs | Name | Residual Charging Band | Import Super Red unit charge (p/kWh) | Import fixed charge (p/day) | Import capacity charge (p/kVA/day) | Import exceeded capacity charge (p/kVA/day) | Export Super Red unit charge (p/kWh) | Export fixed charge (p/day) | Export capacity charge (p/kVA/day) | Export exceeded capacity charge (p/kVA/day)

## Annex 2a Import
Note: The list of MPANs / MSIDs provided may be incomplete; the DNO reserves the right to apply the listed charges to any other MPANs / MSIDs associated with the site. Note: This table is automatically populated based on the content of the tab entitled 'Annex 2 EHV Charges'. The timebands are as shown in Annex 2.
Fulcrum Electricity Assets Ltd - GSP_L - Effective from 1 April 2026 - Final Designated EHV import charges
Import Unique Identifier | LLFC/DUoS Tariff Id | Import MPANs/MSIDs | Name | Import Super Red unit charge (p/kWh) | Import fixed charge (p/day) | Import capacity charge (p/kVA/day) | Import exceeded capacity charge (p/kVA/day)
New Import 42 | New Import 42 | New Import 42 | Tolvaddon PV ESS EV 33kV | 5.244 | 670.47 | 1.37 | 1.37
New Import 43 | New Import 43 | New Import 43 | Trenoweth Farm PV |  | 19.01 | 4.88 | 4.88
New Import 44 | New Import 44 | New Import 44 | Warne Road | 0.039 | 26.76 | 2.3 | 2.3
New Import 45 | New Import 45 | New Import 45 | Watchet ESS 33kV |  | 314.81 | 1.01 | 1.01
New Import 46 | New Import 46 | New Import 46 | Welton Hill |  | 625.91 | 1.44 | 1.44
New Import 47 | New Import 47 | New Import 47 | Wyndham Estate PV ESS 33kV |  | 1107.21 | 1.34 | 1.34
New Import 48 | New Import 48 | New Import 48 | Yanel PV 132kV |  | 3.3 | 1.77 | 1.77

## Annex 2b Export
Note: The list of MPANs / MSIDs provided may be incomplete; the DNO reserves the right to apply the listed charges to any other MPANs / MSIDs associated with the site. Note: This table is automatically populated based on the content of the tab entitled 'Annex 2 EHV Charges'. The timebands are as shown in Annex 2.
Fulcrum Electricity Assets Ltd - GSP_L - Effective from 1 April 2026 - Final Designated EHV export charges
Export Unique Identifier | LLFC/DUoS Tariff Id | Export MPANs/MSIDs | Name | Export Super Red unit charge (p/kWh) | Export fixed charge (p/day) | Export capacity charge (p/kVA/day) | Export exceeded capacity charge (p/kVA/day)
New Export 39 | New Export 39 | New Export 39 | Stowey Road PV |  | 1272.26 | 0.05 | 0.05
New Export 42 | New Export 42 | New Export 42 | Tolvaddon PV ESS EV 33kV | -5.302 | 705.76 | 0.05 | 0.05
New Export 43 | New Export 43 | New Export 43 | Trenoweth Farm PV | -5.644 | 2001.03 | 0.05 | 0.05
New Export 44 | New Export 44 | New Export 44 | Warne Road | -1.328 | 563.39 | 0.05 | 0.05
New Export 45 | New Export 45 | New Export 45 | Watchet ESS 33kV |  | 331.37 | 0.05 | 0.05
New Export 46 | New Export 46 | New Export 46 | Welton Hill |  | 658.85 | 0.05 | 0.05
New Export 47 | New Export 47 | New Export 47 | Wyndham Estate PV ESS 33kV |  | 1165.51 | 0.05 | 0.05
New Export 48 | New Export 48 | New Export 48 | Yanel PV 132kV |  | 1281.45 | 0.05 | 0.05

## Annex 3 Preserved charges
Back to Overview
Fulcrum Electricity Assets Ltd - GSP_L - Effective from 1 April 2026 - Final LV and HV tariffs
Supercustomer preserved charges/additional LLFCs
| Closed LLFCs/DUoS Tariff Id | PCs | Red/black unit charge p/kWh | Amber/yellow unit charge p/kWh | Green unit charge p/kWh | Fixed charge p/MPAN/day
Notes: | [Add DNO specific notes relevant to charges]
Site Specific preserved charges/additional LLFCs
| Closed LLFCs/DUoS Tariff Id | PCs | Red/black unit charge p/kWh | Amber/yellow unit charge p/kWh | Green unit charge p/kWh | Fixed charge p/MPAN/day | Capacity charge p/kVA/day | Exceeded capacity charge p/kVA/day | Reactive power charge p/kVArh
0
Notes: | Time periods
[Add DNO specific notes relevant to charges]
Unit charges in the red time band apply – between [xx:xx] and [xx:xx], Monday to Friday including bank holidays.
Unit charges in the amber time band apply – between [xx:xx] and [xx:xx], Monday to Friday including bank holidays.
Unit charges in the green time band apply – between [xx:xx] and [xx:xx], Monday to Friday including bank holidays, and [xx:xx] and [xx:xx] Saturday and Sunday.
All times are UK clock-time.
[Add DNO specific notes]

## Annex 4 LDNO charges
Back to Overview | Copy from CDCM table 3701 "Tariffs!A42:I84" and paste values into A14 |  |  |  | Copy from EDCM table 6005 "LDNORev!B549:G683" and paste values into D57
Fulcrum Electricity Assets Ltd - GSP_L - Effective from 1 April 2026 - Final LDNO tariffs
Time Bands for LV and HV Designated Properties |  |  |  |  | Time Bands for Unmetered Properties
Time periods | Red Time Band | Amber Time Band | Green Time Band |  |  |  | Black Time Band | Yellow Time Band | Green Time Band
Monday to Friday (Including Bank Holidays) All Year | 17:00 to 19:00 | 07:30 to 17:00 19:00 to 21:30 | 00:00 to 07:30 21:30 to 24:00 |  | Monday to Friday (Including Bank Holidays) Nov to Feb Inclusive (excluding 22nd Dec to 4th Jan inclusive) |  | 17:00 to 19:00 | 07:30 to 17:00 19:00 to 21:30 | 00:00 to 07:30 21:30 to 24:00
Saturday and Sunday All Year |  | 16:30 to 19:30 | 00:00 to 16:30 19:30 to 24:00 |  | Monday to Friday (Including Bank Holidays) Mar to Oct Inclusive (plus 22nd Dec to 4th Jan inclusive) |  |  | 07:30 to 21:30 | 00:00 to 07:30 21:30 to 24:00
Notes | All the above times are in UK Clock time |  |  |  | Saturday and Sunday All Year |  |  | 16:30 to 19:30 | 00:00 to 16:30 19:30 to 24:00
[5 empty] | Notes |  | All the above times are in UK Clock time
Tariff name | Unique billing identifier | PCs | Red/black unit charge p/kWh | Amber/yellow unit charge p/kWh | Green unit charge p/kWh | Fixed charge p/MPAN/day | Capacity charge p/kVA/day | Exceeded capacity charge p/kVA/day | Reactive power charge p/kVArh
LDNO LV: Domestic Aggregated or CT with Residual | L01, L1L | 1, 2 or 0 | 14.031 | 1.119 | 0.122 | 7.75 | 0 | 0 | 0
LDNO LV: Domestic Aggregated (related MPAN) | L21 | 2 | 14.031 | 1.119 | 0.122 | 0 | 0 | 0 | 0
LDNO LV: Non-Domestic Aggregated or CT No Residual | L31, L3L | 3 to 8 or 0 | 14.926 | 1.19 | 0.13 | 10.73 | 0 | 0 | 0
LDNO LV: Non-Domestic Aggregated or CT Band 1 | 1L1, 1LL | 3 to 8 or 0 | 14.926 | 1.19 | 0.13 | 11.11 | 0 | 0 | 0
LDNO LV: Non-Domestic Aggregated or CT Band 2 | 2L1, 2LL | 3 to 8 or 0 | 14.926 | 1.19 | 0.13 | 12.28 | 0 | 0 | 0
LDNO LV: Non-Domestic Aggregated or CT Band 3 | 3L1, 3LL | 3 to 8 or 0 | 14.926 | 1.19 | 0.13 | 13.85 | 0 | 0 | 0
LDNO LV: Non-Domestic Aggregated or CT Band 4 | 4L1,4LL | 3 to 8 or 0 | 14.926 | 1.19 | 0.13 | 18.31 | 0 | 0 | 0
LDNO LV: Non-Domestic Aggregated (related MPAN) | L1 | 4 | 14.926 | 1.19 | 0.13 | 0 | 0 | 0 | 0
LDNO LV: LV Site Specific No Residual | 5L1 | 0 | 9.147 | 0.657 | 0.07 | 10.68 | 7.51 | 7.51 | 0.133
LDNO LV: LV Site Specific Band 1 | 6L1 | 0 | 9.147 | 0.657 | 0.07 | 25.6 | 7.51 | 7.51 | 0.133
LDNO LV: LV Site Specific Band 2 | 7L1 | 0 | 9.147 | 0.657 | 0.07 | 37.49 | 7.51 | 7.51 | 0.133
LDNO LV: LV Site Specific Band 3 | 8L1 | 0 | 9.147 | 0.657 | 0.07 | 53.55 | 7.51 | 7.51 | 0.133
LDNO LV: LV Site Specific Band 4 | 9L1 | 0 | 9.147 | 0.657 | 0.07 | 105.63 | 7.51 | 7.51 | 0.133
LDNO LV: Unmetered Supplies | L15, L16, L17, L18, L19 | 0, 1 or 8 | 42.087 | 2.181 | 0.946 | 0 | 0 | 0 | 0
LDNO LV: LV Generation Aggregated | L41 | 0 | -14.503 | -1.156 | -0.126 | 0 | 0 | 0 | 0
LDNO LV: LV Generation Site Specific | L71 | 0 | -14.503 | -1.156 | -0.126 | 0 | 0 | 0 | 0.264
LDNO HV: Domestic Aggregated or CT with Residual | L02, L2H | 1, 2 or 0 | 9.369 | 0.747 | 0.082 | 5.18 | 0 | 0 | 0
LDNO HV: Domestic Aggregated (Related MPAN) | L22 | 2 | 9.369 | 0.747 | 0.082 | 0 | 0 | 0 | 0
LDNO HV: Non-Domestic Aggregated or CT No Residual | L32, L3H | 3 to 8 or 0 | 9.966 | 0.795 | 0.087 | 7.17 | 0 | 0 | 0
LDNO HV: Non-Domestic Aggregated or CT Band 1 | 1L2, 1LH | 3 to 8 or 0 | 9.966 | 0.795 | 0.087 | 7.42 | 0 | 0 | 0
LDNO HV: Non-Domestic Aggregated or CT Band 2 | 2L2, 2LH | 3 to 8 or 0 | 9.966 | 0.795 | 0.087 | 8.2 | 0 | 0 | 0
LDNO HV: Non-Domestic Aggregated or CT Band 3 | 3L2, 3LH | 3 to 8 or 0 | 9.966 | 0.795 | 0.087 | 9.25 | 0 | 0 | 0
LDNO HV: Non-Domestic Aggregated or CT Band 4 | 4L2, 4LH | 3 to 8 or 0 | 9.966 | 0.795 | 0.087 | 12.23 | 0 | 0 | 0
LDNO HV: Non-Domestic Aggregated (related MPAN) | L2 | 4 | 9.966 | 0.795 | 0.087 | 0 | 0 | 0 | 0
LDNO HV: LV Site Specific No Residual | 5L2 | 0 | 6.107 | 0.438 | 0.047 | 7.13 | 5.01 | 5.01 | 0.089
LDNO HV: LV Site Specific Band 1 | 6L2 | 0 | 6.107 | 0.438 | 0.047 | 17.09 | 5.01 | 5.01 | 0.089
LDNO HV: LV Site Specific Band 2 | 7L2 | 0 | 6.107 | 0.438 | 0.047 | 25.03 | 5.01 | 5.01 | 0.089
LDNO HV: LV Site Specific Band 3 | 8L2 | 0 | 6.107 | 0.438 | 0.047 | 35.75 | 5.01 | 5.01 | 0.089
LDNO HV: LV Site Specific Band 4 | 9L2 | 0 | 6.107 | 0.438 | 0.047 | 70.53 | 5.01 | 5.01 | 0.089
LDNO HV: LV Sub Site Specific No Residual | 2L | 0 | 6.458 | 0.341 | 0.034 | 9.31 | 7.22 | 7.22 | 0.081
LDNO HV: LV Sub Site Specific Band 1 | 12L | 0 | 6.458 | 0.341 | 0.034 | 25.98 | 7.22 | 7.22 | 0.081
LDNO HV: LV Sub Site Specific Band 2 | 22L | 0 | 6.458 | 0.341 | 0.034 | 39.27 | 7.22 | 7.22 | 0.081
LDNO HV: LV Sub Site Specific Band 3 | 32L | 0 | 6.458 | 0.341 | 0.034 | 57.21 | 7.22 | 7.22 | 0.081
LDNO HV: LV Sub Site Specific Band 4 | 42L | 0 | 6.458 | 0.341 | 0.034 | 115.41 | 7.22 | 7.22 | 0.081
LDNO HV: HV Site Specific No Residual | 52L | 0 | 5.938 | 0.248 | 0.023 | 102.3 | 8.25 | 8.25 | 0.067
LDNO HV: HV Site Specific Band 1 | 62L | 0 | 5.938 | 0.248 | 0.023 | 244.86 | 8.25 | 8.25 | 0.067
LDNO HV: HV Site Specific Band 2 | 72L | 0 | 5.938 | 0.248 | 0.023 | 430.59 | 8.25 | 8.25 | 0.067
LDNO HV: HV Site Specific Band 3 | 82L | 0 | 5.938 | 0.248 | 0.023 | 833.22 | 8.25 | 8.25 | 0.067
LDNO HV: HV Site Specific Band 4 | 92L | 0 | 5.938 | 0.248 | 0.023 | 1564.7 | 8.25 | 8.25 | 0.067
LDNO HV: Unmetered Supplies | L48, L49, L50, L51, L52 | 0, 1 or 8 | 28.102 | 1.457 | 0.632 | 0 | 0 | 0 | 0
LDNO HV: LV Generation Aggregated | L42 | 0 | -14.503 | -1.156 | -0.126 | 0 | 0 | 0 | 0
LDNO HV: LV Sub Generation Aggregated | L62 | 0 | -12.444 | -0.931 | -0.101 | 0 | 0 | 0 | 0
LDNO HV: LV Generation Site Specific | L72 | 0 | -14.503 | -1.156 | -0.126 | 0 | 0 | 0 | 0.264
LDNO HV: LV Sub Generation Site Specific | 16 | 0 | -12.444 | -0.931 | -0.101 | 0 | 0 | 0 | 0.189
LDNO HV: HV Generation Site Specific | 36 | 0 | -7.786 | -0.412 | -0.041 | 0 | 0 | 0 | 0.159
LDNO HVplus: Domestic Aggregated or CT with Residual |  | 1, 2 or 0 | 6.515 | 0.519 | 0.057 | 3.6 | 0 | 0 | 0
LDNO HVplus: Domestic Aggregated (related MPAN) |  | 2 | 6.515 | 0.519 | 0.057 | 0 | 0 | 0 | 0
LDNO HVplus: Non-Domestic Aggregated or CT No Residual |  | 3 to 8 or 0 | 6.93 | 0.553 | 0.06 | 4.98 | 0 | 0 | 0
LDNO HVplus: Non-Domestic Aggregated or CT Band 1 |  | 3 to 8 or 0 | 6.93 | 0.553 | 0.06 | 5.16 | 0 | 0 | 0
LDNO HVplus: Non-Domestic Aggregated or CT Band 2 |  | 3 to 8 or 0 | 6.93 | 0.553 | 0.06 | 5.7 | 0 | 0 | 0
LDNO HVplus: Non-Domestic Aggregated or CT Band 3 |  | 3 to 8 or 0 | 6.93 | 0.553 | 0.06 | 6.43 | 0 | 0 | 0
LDNO HVplus: Non-Domestic Aggregated or CT Band 4 |  | 3 to 8 or 0 | 6.93 | 0.553 | 0.06 | 8.5 | 0 | 0 | 0
LDNO HVplus: Non-Domestic Aggregated (related MPAN) |  | 4 | 6.93 | 0.553 | 0.06 | 0 | 0 | 0 | 0
LDNO HVplus: LV Site Specific No Residual |  | 0 | 4.247 | 0.305 | 0.033 | 4.96 | 3.49 | 3.49 | 0.062
LDNO HVplus: LV Site Specific Band 1 |  | 0 | 4.247 | 0.305 | 0.033 | 11.88 | 3.49 | 3.49 | 0.062
LDNO HVplus: LV Site Specific Band 2 |  | 0 | 4.247 | 0.305 | 0.033 | 17.4 | 3.49 | 3.49 | 0.062
LDNO HVplus: LV Site Specific Band 3 |  | 0 | 4.247 | 0.305 | 0.033 | 24.86 | 3.49 | 3.49 | 0.062
LDNO HVplus: LV Site Specific Band 4 |  | 0 | 4.247 | 0.305 | 0.033 | 49.04 | 3.49 | 3.49 | 0.062
LDNO HVplus: LV Sub Site Specific No Residual |  | 0 | 4.391 | 0.232 | 0.023 | 6.33 | 4.91 | 4.91 | 0.055
LDNO HVplus: LV Sub Site Specific Band 1 |  | 0 | 4.391 | 0.232 | 0.023 | 17.66 | 4.91 | 4.91 | 0.055
LDNO HVplus: LV Sub Site Specific Band 2 |  | 0 | 4.391 | 0.232 | 0.023 | 26.7 | 4.91 | 4.91 | 0.055
LDNO HVplus: LV Sub Site Specific Band 3 |  | 0 | 4.391 | 0.232 | 0.023 | 38.9 | 4.91 | 4.91 | 0.055
LDNO HVplus: LV Sub Site Specific Band 4 |  | 0 | 4.391 | 0.232 | 0.023 | 78.46 | 4.91 | 4.91 | 0.055
LDNO HVplus: HV Site Specific No Residual |  | 0 | 3.992 | 0.167 | 0.015 | 68.78 | 5.55 | 5.55 | 0.045
LDNO HVplus: HV Site Specific Band 1 |  | 0 | 3.992 | 0.167 | 0.015 | 164.62 | 5.55 | 5.55 | 0.045
LDNO HVplus: HV Site Specific Band 2 |  | 0 | 3.992 | 0.167 | 0.015 | 289.49 | 5.55 | 5.55 | 0.045
LDNO HVplus: HV Site Specific Band 3 |  | 0 | 3.992 | 0.167 | 0.015 | 560.19 | 5.55 | 5.55 | 0.045
LDNO HVplus: HV Site Specific Band 4 |  | 0 | 3.992 | 0.167 | 0.015 | 1051.97 | 5.55 | 5.55 | 0.045
LDNO HVplus: Unmetered Supplies |  | 0, 1 or 8 | 19.54 | 1.013 | 0.439 | 0 | 0 | 0 | 0
LDNO HVplus: LV Generation Aggregated |  | 0 | -6.794 | -0.542 | -0.059 | 0 | 0 | 0 | 0
LDNO HVplus: LV Sub Generation Aggregated |  | 0 | -6.86 | -0.513 | -0.055 | 0 | 0 | 0 | 0
LDNO HVplus: LV Generation Site Specific |  | 0 | -6.794 | -0.542 | -0.059 | 0 | 0 | 0 | 0.123
LDNO HVplus: LV Sub Generation Site Specific |  | 0 | -6.86 | -0.513 | -0.055 | 0 | 0 | 0 | 0.104
LDNO HVplus: HV Generation Site Specific |  | 0 | -7.786 | -0.412 | -0.041 | 78.08 | 0 | 0 | 0.159
LDNO EHV: Domestic Aggregated or CT with Residual |  | 1, 2 or 0 | 5.066 | 0.404 | 0.044 | 2.8 | 0 | 0 | 0
LDNO EHV: Domestic Aggregated (related MPAN) |  | 2 | 5.066 | 0.404 | 0.044 | 0 | 0 | 0 | 0
LDNO EHV: Non-Domestic Aggregated or CT No Residual |  | 3 to 8 or 0 | 5.389 | 0.43 | 0.047 | 3.88 | 0 | 0 | 0
LDNO EHV: Non-Domestic Aggregated or CT Band 1 |  | 3 to 8 or 0 | 5.389 | 0.43 | 0.047 | 4.01 | 0 | 0 | 0
LDNO EHV: Non-Domestic Aggregated or CT Band 2 |  | 3 to 8 or 0 | 5.389 | 0.43 | 0.047 | 4.43 | 0 | 0 | 0
LDNO EHV: Non-Domestic Aggregated or CT Band 3 |  | 3 to 8 or 0 | 5.389 | 0.43 | 0.047 | 5 | 0 | 0 | 0
LDNO EHV: Non-Domestic Aggregated or CT Band 4 |  | 3 to 8 or 0 | 5.389 | 0.43 | 0.047 | 6.61 | 0 | 0 | 0
LDNO EHV: Non-Domestic Aggregated (related MPAN) |  | 4 | 5.389 | 0.43 | 0.047 | 0 | 0 | 0 | 0
LDNO EHV: LV Site Specific No Residual |  | 0 | 3.303 | 0.237 | 0.025 | 3.85 | 2.71 | 2.71 | 0.048
LDNO EHV: LV Site Specific Band 1 |  | 0 | 3.303 | 0.237 | 0.025 | 9.24 | 2.71 | 2.71 | 0.048
LDNO EHV: LV Site Specific Band 2 |  | 0 | 3.303 | 0.237 | 0.025 | 13.53 | 2.71 | 2.71 | 0.048
LDNO EHV: LV Site Specific Band 3 |  | 0 | 3.303 | 0.237 | 0.025 | 19.33 | 2.71 | 2.71 | 0.048
LDNO EHV: LV Site Specific Band 4 |  | 0 | 3.303 | 0.237 | 0.025 | 38.14 | 2.71 | 2.71 | 0.048
LDNO EHV: LV Sub Site Specific No Residual |  | 0 | 3.415 | 0.181 | 0.018 | 4.92 | 3.82 | 3.82 | 0.043
LDNO EHV: LV Sub Site Specific Band 1 |  | 0 | 3.415 | 0.181 | 0.018 | 13.74 | 3.82 | 3.82 | 0.043
LDNO EHV: LV Sub Site Specific Band 2 |  | 0 | 3.415 | 0.181 | 0.018 | 20.76 | 3.82 | 3.82 | 0.043
LDNO EHV: LV Sub Site Specific Band 3 |  | 0 | 3.415 | 0.181 | 0.018 | 30.25 | 3.82 | 3.82 | 0.043
LDNO EHV: LV Sub Site Specific Band 4 |  | 0 | 3.415 | 0.181 | 0.018 | 61.01 | 3.82 | 3.82 | 0.043
LDNO EHV: HV Site Specific No Residual |  | 0 | 3.105 | 0.13 | 0.012 | 53.48 | 4.31 | 4.31 | 0.035
LDNO EHV: HV Site Specific Band 1 |  | 0 | 3.105 | 0.13 | 0.012 | 128.02 | 4.31 | 4.31 | 0.035
LDNO EHV: HV Site Specific Band 2 |  | 0 | 3.105 | 0.13 | 0.012 | 225.12 | 4.31 | 4.31 | 0.035
LDNO EHV: HV Site Specific Band 3 |  | 0 | 3.105 | 0.13 | 0.012 | 435.63 | 4.31 | 4.31 | 0.035
LDNO EHV: HV Site Specific Band 4 |  | 0 | 3.105 | 0.13 | 0.012 | 818.07 | 4.31 | 4.31 | 0.035
LDNO EHV: Unmetered Supplies |  | 0, 1 or 8 | 15.195 | 0.788 | 0.342 | 0 | 0 | 0 | 0
LDNO EHV: LV Generation Aggregated |  | 0 | -5.283 | -0.421 | -0.046 | 0 | 0 | 0 | 0
LDNO EHV: LV Sub Generation Aggregated |  | 0 | -5.335 | -0.399 | -0.043 | 0 | 0 | 0 | 0
LDNO EHV: LV Generation Site Specific |  | 0 | -5.283 | -0.421 | -0.046 | 0 | 0 | 0 | 0.096
LDNO EHV: LV Sub Generation Site Specific |  | 0 | -5.335 | -0.399 | -0.043 | 0 | 0 | 0 | 0.081
LDNO EHV: HV Generation Site Specific |  | 0 | -6.055 | -0.32 | -0.032 | 60.72 | 0 | 0 | 0.123
LDNO 132kV/EHV: Domestic Aggregated or CT with Residual |  | 1, 2 or 0 | 3.867 | 0.308 | 0.034 | 2.14 | 0 | 0 | 0
LDNO 132kV/EHV: Domestic Aggregated (related MPAN) |  | 2 | 3.867 | 0.308 | 0.034 | 0 | 0 | 0 | 0
LDNO 132kV/EHV: Non-Domestic Aggregated or CT No Residual |  | 3 to 8 or 0 | 4.113 | 0.328 | 0.036 | 2.96 | 0 | 0 | 0
LDNO 132kV/EHV: Non-Domestic Aggregated or CT Band 1 |  | 3 to 8 or 0 | 4.113 | 0.328 | 0.036 | 3.06 | 0 | 0 | 0
LDNO 132kV/EHV: Non-Domestic Aggregated or CT Band 2 |  | 3 to 8 or 0 | 4.113 | 0.328 | 0.036 | 3.38 | 0 | 0 | 0
LDNO 132kV/EHV: Non-Domestic Aggregated or CT Band 3 |  | 3 to 8 or 0 | 4.113 | 0.328 | 0.036 | 3.82 | 0 | 0 | 0
LDNO 132kV/EHV: Non-Domestic Aggregated or CT Band 4 |  | 3 to 8 or 0 | 4.113 | 0.328 | 0.036 | 5.05 | 0 | 0 | 0
LDNO 132kV/EHV: Non-Domestic Aggregated (related MPAN) |  | 4 | 4.113 | 0.328 | 0.036 | 0 | 0 | 0 | 0
LDNO 132kV/EHV: LV Site Specific No Residual |  | 0 | 2.521 | 0.181 | 0.019 | 2.94 | 2.07 | 2.07 | 0.037
LDNO 132kV/EHV: LV Site Specific Band 1 |  | 0 | 2.521 | 0.181 | 0.019 | 7.05 | 2.07 | 2.07 | 0.037
LDNO 132kV/EHV: LV Site Specific Band 2 |  | 0 | 2.521 | 0.181 | 0.019 | 10.33 | 2.07 | 2.07 | 0.037
LDNO 132kV/EHV: LV Site Specific Band 3 |  | 0 | 2.521 | 0.181 | 0.019 | 14.76 | 2.07 | 2.07 | 0.037
LDNO 132kV/EHV: LV Site Specific Band 4 |  | 0 | 2.521 | 0.181 | 0.019 | 29.11 | 2.07 | 2.07 | 0.037
LDNO 132kV/EHV: LV Sub Site Specific No Residual |  | 0 | 2.606 | 0.138 | 0.014 | 3.76 | 2.91 | 2.91 | 0.033
LDNO 132kV/EHV: LV Sub Site Specific Band 1 |  | 0 | 2.606 | 0.138 | 0.014 | 10.48 | 2.91 | 2.91 | 0.033
LDNO 132kV/EHV: LV Sub Site Specific Band 2 |  | 0 | 2.606 | 0.138 | 0.014 | 15.85 | 2.91 | 2.91 | 0.033
LDNO 132kV/EHV: LV Sub Site Specific Band 3 |  | 0 | 2.606 | 0.138 | 0.014 | 23.09 | 2.91 | 2.91 | 0.033
LDNO 132kV/EHV: LV Sub Site Specific Band 4 |  | 0 | 2.606 | 0.138 | 0.014 | 46.57 | 2.91 | 2.91 | 0.033
LDNO 132kV/EHV: HV Site Specific No Residual |  | 0 | 2.37 | 0.099 | 0.009 | 40.82 | 3.29 | 3.29 | 0.027
LDNO 132kV/EHV: HV Site Specific Band 1 |  | 0 | 2.37 | 0.099 | 0.009 | 97.71 | 3.29 | 3.29 | 0.027
LDNO 132kV/EHV: HV Site Specific Band 2 |  | 0 | 2.37 | 0.099 | 0.009 | 171.83 | 3.29 | 3.29 | 0.027
LDNO 132kV/EHV: HV Site Specific Band 3 |  | 0 | 2.37 | 0.099 | 0.009 | 332.5 | 3.29 | 3.29 | 0.027
LDNO 132kV/EHV: HV Site Specific Band 4 |  | 0 | 2.37 | 0.099 | 0.009 | 624.39 | 3.29 | 3.29 | 0.027
LDNO 132kV/EHV: Unmetered Supplies |  | 0, 1 or 8 | 11.598 | 0.601 | 0.261 | 0 | 0 | 0 | 0
LDNO 132kV/EHV: LV Generation Aggregated |  | 0 | -4.032 | -0.322 | -0.035 | 0 | 0 | 0 | 0
LDNO 132kV/EHV: LV Sub Generation Aggregated |  | 0 | -4.072 | -0.304 | -0.033 | 0 | 0 | 0 | 0
LDNO 132kV/EHV: LV Generation Site Specific |  | 0 | -4.032 | -0.322 | -0.035 | 0 | 0 | 0 | 0.073
LDNO 132kV/EHV: LV Sub Generation Site Specific |  | 0 | -4.072 | -0.304 | -0.033 | 0 | 0 | 0 | 0.062
LDNO 132kV/EHV: HV Generation Site Specific |  | 0 | -4.622 | -0.244 | -0.024 | 46.34 | 0 | 0 | 0.094
LDNO 132kV: Domestic Aggregated or CT with Residual |  | 1, 2 or 0 | 2.687 | 0.214 | 0.023 | 1.48 | 0 | 0 | 0
LDNO 132kV: Domestic Aggregated (related MPAN) |  | 2 | 2.687 | 0.214 | 0.023 | 0 | 0 | 0 | 0
LDNO 132kV: Non-Domestic Aggregated or CT No Residual |  | 3 to 8 or 0 | 2.858 | 0.228 | 0.025 | 2.06 | 0 | 0 | 0
LDNO 132kV: Non-Domestic Aggregated or CT Band 1 |  | 3 to 8 or 0 | 2.858 | 0.228 | 0.025 | 2.13 | 0 | 0 | 0
LDNO 132kV: Non-Domestic Aggregated or CT Band 2 |  | 3 to 8 or 0 | 2.858 | 0.228 | 0.025 | 2.35 | 0 | 0 | 0
LDNO 132kV: Non-Domestic Aggregated or CT Band 3 |  | 3 to 8 or 0 | 2.858 | 0.228 | 0.025 | 2.65 | 0 | 0 | 0
LDNO 132kV: Non-Domestic Aggregated or CT Band 4 |  | 3 to 8 or 0 | 2.858 | 0.228 | 0.025 | 3.51 | 0 | 0 | 0
LDNO 132kV: Non-Domestic Aggregated (related MPAN) |  | 4 | 2.858 | 0.228 | 0.025 | 0 | 0 | 0 | 0
LDNO 132kV: LV Site Specific No Residual |  | 0 | 1.751 | 0.126 | 0.013 | 2.04 | 1.44 | 1.44 | 0.026
LDNO 132kV: LV Site Specific Band 1 |  | 0 | 1.751 | 0.126 | 0.013 | 4.9 | 1.44 | 1.44 | 0.026
LDNO 132kV: LV Site Specific Band 2 |  | 0 | 1.751 | 0.126 | 0.013 | 7.18 | 1.44 | 1.44 | 0.026
LDNO 132kV: LV Site Specific Band 3 |  | 0 | 1.751 | 0.126 | 0.013 | 10.25 | 1.44 | 1.44 | 0.026
LDNO 132kV: LV Site Specific Band 4 |  | 0 | 1.751 | 0.126 | 0.013 | 20.23 | 1.44 | 1.44 | 0.026
LDNO 132kV: LV Sub Site Specific No Residual |  | 0 | 1.811 | 0.096 | 0.009 | 2.61 | 2.02 | 2.02 | 0.023
LDNO 132kV: LV Sub Site Specific Band 1 |  | 0 | 1.811 | 0.096 | 0.009 | 7.29 | 2.02 | 2.02 | 0.023
LDNO 132kV: LV Sub Site Specific Band 2 |  | 0 | 1.811 | 0.096 | 0.009 | 11.01 | 2.02 | 2.02 | 0.023
LDNO 132kV: LV Sub Site Specific Band 3 |  | 0 | 1.811 | 0.096 | 0.009 | 16.04 | 2.02 | 2.02 | 0.023
LDNO 132kV: LV Sub Site Specific Band 4 |  | 0 | 1.811 | 0.096 | 0.009 | 32.36 | 2.02 | 2.02 | 0.023
LDNO 132kV: HV Site Specific No Residual |  | 0 | 1.647 | 0.069 | 0.006 | 28.36 | 2.29 | 2.29 | 0.019
LDNO 132kV: HV Site Specific Band 1 |  | 0 | 1.647 | 0.069 | 0.006 | 67.89 | 2.29 | 2.29 | 0.019
LDNO 132kV: HV Site Specific Band 2 |  | 0 | 1.647 | 0.069 | 0.006 | 119.39 | 2.29 | 2.29 | 0.019
LDNO 132kV: HV Site Specific Band 3 |  | 0 | 1.647 | 0.069 | 0.006 | 231.03 | 2.29 | 2.29 | 0.019
LDNO 132kV: HV Site Specific Band 4 |  | 0 | 1.647 | 0.069 | 0.006 | 433.85 | 2.29 | 2.29 | 0.019
LDNO 132kV: Unmetered Supplies |  | 0, 1 or 8 | 8.059 | 0.418 | 0.181 | 0 | 0 | 0 | 0
LDNO 132kV: LV Generation Aggregated |  | 0 | -2.802 | -0.223 | -0.024 | 0 | 0 | 0 | 0
LDNO 132kV: LV Sub Generation Aggregated |  | 0 | -2.829 | -0.212 | -0.023 | 0 | 0 | 0 | 0
LDNO 132kV: LV Generation Site Specific |  | 0 | -2.802 | -0.223 | -0.024 | 0 | 0 | 0 | 0.051
LDNO 132kV: LV Sub Generation Site Specific |  | 0 | -2.829 | -0.212 | -0.023 | 0 | 0 | 0 | 0.043
LDNO 132kV: HV Generation Site Specific |  | 0 | -3.211 | -0.17 | -0.017 | 32.2 | 0 | 0 | 0.065
LDNO 0000: Domestic Aggregated or CT with Residual |  | 1, 2 or 0 | 1.107 | 0.088 | 0.01 | 0.61 | 0 | 0 | 0
LDNO 0000: Domestic Aggregated (related MPAN) |  | 2 | 1.107 | 0.088 | 0.01 | 0 | 0 | 0 | 0
LDNO 0000: Non-Domestic Aggregated or CT No Residual |  | 3 to 8 or 0 | 1.178 | 0.094 | 0.01 | 0.85 | 0 | 0 | 0
LDNO 0000: Non-Domestic Aggregated or CT Band 1 |  | 3 to 8 or 0 | 1.178 | 0.094 | 0.01 | 0.88 | 0 | 0 | 0
LDNO 0000: Non-Domestic Aggregated or CT Band 2 |  | 3 to 8 or 0 | 1.178 | 0.094 | 0.01 | 0.97 | 0 | 0 | 0
LDNO 0000: Non-Domestic Aggregated or CT Band 3 |  | 3 to 8 or 0 | 1.178 | 0.094 | 0.01 | 1.09 | 0 | 0 | 0
LDNO 0000: Non-Domestic Aggregated or CT Band 4 |  | 3 to 8 or 0 | 1.178 | 0.094 | 0.01 | 1.44 | 0 | 0 | 0
LDNO 0000: Non-Domestic Aggregated (related MPAN) |  | 4 | 1.178 | 0.094 | 0.01 | 0 | 0 | 0 | 0
LDNO 0000: LV Site Specific No Residual |  | 0 | 0.722 | 0.052 | 0.006 | 0.84 | 0.59 | 0.59 | 0.011
LDNO 0000: LV Site Specific Band 1 |  | 0 | 0.722 | 0.052 | 0.006 | 2.02 | 0.59 | 0.59 | 0.011
LDNO 0000: LV Site Specific Band 2 |  | 0 | 0.722 | 0.052 | 0.006 | 2.96 | 0.59 | 0.59 | 0.011
LDNO 0000: LV Site Specific Band 3 |  | 0 | 0.722 | 0.052 | 0.006 | 4.23 | 0.59 | 0.59 | 0.011
LDNO 0000: LV Site Specific Band 4 |  | 0 | 0.722 | 0.052 | 0.006 | 8.34 | 0.59 | 0.59 | 0.011
LDNO 0000: LV Sub Site Specific No Residual |  | 0 | 0.746 | 0.039 | 0.004 | 1.08 | 0.83 | 0.83 | 0.009
LDNO 0000: LV Sub Site Specific Band 1 |  | 0 | 0.746 | 0.039 | 0.004 | 3 | 0.83 | 0.83 | 0.009
LDNO 0000: LV Sub Site Specific Band 2 |  | 0 | 0.746 | 0.039 | 0.004 | 4.54 | 0.83 | 0.83 | 0.009
LDNO 0000: LV Sub Site Specific Band 3 |  | 0 | 0.746 | 0.039 | 0.004 | 6.61 | 0.83 | 0.83 | 0.009
LDNO 0000: LV Sub Site Specific Band 4 |  | 0 | 0.746 | 0.039 | 0.004 | 13.34 | 0.83 | 0.83 | 0.009
LDNO 0000: HV Site Specific No Residual |  | 0 | 0.679 | 0.028 | 0.003 | 11.69 | 0.94 | 0.94 | 0.008
LDNO 0000: HV Site Specific Band 1 |  | 0 | 0.679 | 0.028 | 0.003 | 27.98 | 0.94 | 0.94 | 0.008
LDNO 0000: HV Site Specific Band 2 |  | 0 | 0.679 | 0.028 | 0.003 | 49.21 | 0.94 | 0.94 | 0.008
LDNO 0000: HV Site Specific Band 3 |  | 0 | 0.679 | 0.028 | 0.003 | 95.22 | 0.94 | 0.94 | 0.008
LDNO 0000: HV Site Specific Band 4 |  | 0 | 0.679 | 0.028 | 0.003 | 178.8 | 0.94 | 0.94 | 0.008
LDNO 0000: Unmetered Supplies |  | 0, 1 or 8 | 3.321 | 0.172 | 0.075 | 0 | 0 | 0 | 0
LDNO 0000: LV Generation Aggregated |  | 0 | -1.155 | -0.092 | -0.01 | 0 | 0 | 0 | 0
LDNO 0000: LV Sub Generation Aggregated |  | 0 | -1.166 | -0.087 | -0.009 | 0 | 0 | 0 | 0
LDNO 0000: LV Generation Site Specific |  | 0 | -1.155 | -0.092 | -0.01 | 0 | 0 | 0 | 0.021
LDNO 0000: LV Sub Generation Site Specific |  | 0 | -1.166 | -0.087 | -0.009 | 0 | 0 | 0 | 0.018
LDNO 0000: HV Generation Site Specific |  | 0 | -1.323 | -0.07 | -0.007 | 13.27 | 0 | 0 | 0.027

## Annex 5 LLFs
Back to Overview
This table has intentionally been left blank. The line loss factors that are approved by the BSC Panel for the applicable year and consequently published on the Elexon website will take precedence and be used in Settlement. This annex will be re-published once these values are available.
Fulcrum Electricity Assets Ltd - GSP_L - Illustrative LLFs for year beginning 1 April 2026
Time periods | Period 1 | Period 2 | Period 3 | Period 4
| (Name 1) | (Name 2) | (Name 3) | (Name 4)
Monday to Friday Mar to Oct |  |  | 00:00 - 06:30 23:30 - 24:00 | 06:30 - 23:30
Monday to Friday Nov to Feb | 16:00 - 19:00 | 06:30 - 16:00 | 00:00 - 06:30 23:30 - 24:00 | 19:00 - 23:30
Saturday and Sunday All Year |  |  | 00:00 - 06:30 23:30 - 24:00 | 06:30 - 23:30
Notes | All the above times are in UK Clock time
Generic demand and generation LLFs
Metered voltage, respective periods and associated LLFCs
Metered voltage | Period 1 | Period 2 | Period 3 | Period 4 | Associated LLFC
132kV connected | 1.001 | 1.001 | 1.001 | 1.001
132/EHV connected | 1.005 | 1.005 | 1.007 | 1.006
132/HV connected | 1.005 | 1.005 | 1.006 | 1.006
EHV connected | 1.012 | 1.013 | 1.011 | 1.014
High Voltage Substation | 1.018 | 1.018 | 1.018 | 1.02 | 52L, 62L, 72L, 82L, 92L, 36
High Voltage Network | 1.034 | 1.032 | 1.027 | 1.031
Low Voltage Substation | 1.048 | 1.049 | 1.053 | 1.051 | L02, L22, L32, 1L2, 2L2, 3L2, 4L2, L2, 5L2, 6L2, 7L2, 8L2, 9L2, 2L, 12L, 22L, 32L, 42L, L48, L49, L50, L51, L52, L42, L62, L72, 16, L2H, L3H, 1LH, 2LH, 3LH, 4LH
Low Voltage Network | 1.062 | 1.061 | 1.063 | 1.062 | L01, L21, L31, 1L1, 2L1, 3L1, 4L1, L1, 5L1, 6L1, 7L1, 8L1, 9L1, L15, L16, L17, L18, L19, L41, L71, L1L, L3L, 1LL, 2LL, 3LL, 4LL,
EHV site specific LLFs
Demand
Site | Period 1 | Period 2 | Period 3 | Period 4 | Associated LLFC
Site 1
Site 2
Site 3
Site 4
Site 5
EHV site specific LLFs
Generation
Site | Period 1 | Period 2 | Period 3 | Period 4 | Associated LLFC
Site 1
Site 2
Site 3
Site 4
Site 5

## Annex 6 New or Amended EHV
Back to Overview | [6 empty] | Note: The list of MPANs/MSIDs provided may be incomplete; the DNO reserves the right to apply the listed charges to any other MPANs/MSIDs associated with the site. If sites appear in both Annex 2 and Annex 6, the charges in Annex 6 take precedence. Where an existing Designated EHV Property is modified and energised in the charging year, we may revise the EDCM charges for the modified Designated EHV Property.
Annex 6 - Charges for New or Amended Designated EHV Properties
Fulcrum Electricity Assets Ltd - GSP_L - Effective from 1 April 2026 - Final new designated EHV charges
Effective from date | Import Unique Identifier | LLFC/DUoS Tariff Id | Import MPANs/MSIDs | Export Unique Identifier | LLFC/DUoS Tariff Id | Export MPANs/MSIDs | Name | Residual Charging Band | Import Super Red unit charge (p/kWh) | Import fixed charge (p/day) | Import capacity charge (p/kVA/day) | Import exceeded capacity charge (p/kVA/day) | Export Super Red unit charge (p/kWh) | Export fixed charge (p/day) | Export capacity charge (p/kVA/day) | Export exceeded capacity charge (p/kVA/day)
| EDCM import 1 |  |  | EDCM export 1
| EDCM import 2 |  |  | EDCM export 2
| EDCM import 3 |  |  | EDCM export 3
| EDCM import 4 |  |  | EDCM export 4
| EDCM import 5 |  |  | EDCM export 5
| EDCM import 6 |  |  | EDCM export 6
| EDCM import 7 |  |  | EDCM export 7
| EDCM import 8 |  |  | EDCM export 8
| EDCM import 9 |  |  | EDCM export 9
| EDCM import 10 |  |  | EDCM export 10
Fulcrum Electricity Assets Ltd - GSP_L - Effective from 1 April 2026 - Final new designated EHV line loss factors
Effective from date | Import Unique Identifier | LLFC/DUoS Tariff Id | Import MPANs/MSIDs | Export Unique Identifier | LLFC/DUoS Tariff Id | Export MPANs/MSIDs | Name | Residual Charging Band | Import LLF period 1 | Import LLF period 2 | Import LLF period 3 | Import LLF period 4 | Export LLF period 1 | Export LLF period 2 | Export LLF period 3 | Export LLF period 4
| EDCM Import 1 |  |  | EDCM Export 1
| EDCM Import 2 |  |  | EDCM Export 2
| EDCM Import 3 |  |  | EDCM Export 3
| EDCM Import 4 |  |  | EDCM Export 4
| EDCM Import 5 |  |  | EDCM Export 5
| EDCM Import 6 |  |  | EDCM Export 6
| EDCM Import 7 |  |  | EDCM Export 7
| EDCM Import 8 |  |  | EDCM Export 8
| EDCM Import 9 |  |  | EDCM Export 9
| EDCM Import 10 |  |  | EDCM Export 10

## Annex 7 Pass-Through Costs
Back to Overview
Fulcrum Electricity Assets Ltd - GSP_L - Effective from 1 April 2026 - Final Supplier of Last Resort and Eligible Bad Debt Pass-Through Costs
Tariff name | Open LLFCs / LDNO unique billing identifier | PCs | Supplier of Last Resort Fixed charge adder* p/MPAN/day | Eligible Bad Debt Fixed charge adder*** p/MPAN/day
Domestic Aggregated or CT with Residual | L01, L02, L1L, L2H | 0, 1, 2 | 0 | 0
Non-Domestic Aggregated or CT No Residual | L31, L32, L3L, L3H | 0, 3, 4, 5-8 |  | 0
Non-Domestic Aggregated or CT Band 1 | 1L1, 1L2, 1LL, 1LH | 0, 3, 4, 5-8 |  | 0
Non-Domestic Aggregated or CT Band 2 | 2L1, 2L2, 2LL, 2LH | 0, 3, 4, 5-8 |  | 0
Non-Domestic Aggregated or CT Band 3 | 3L1, 3L2, 3LL, 3LH | 0, 3, 4, 5-8 |  | 0
Non-Domestic Aggregated or CT Band 4 | 4L1, 4L2, 4LL, 4LH | 0, 3, 4, 5-8 |  | 0
LV Site Specific No Residual | 5L1, 5L2 | 0 |  | 0
LV Site Specific Band 1 | 6L1, 6L2 | 0 |  | 0
LV Site Specific Band 2 | 7L1, 7L2 | 0 |  | 0
LV Site Specific Band 3 | 8L1, 8L2 | 0 |  | 0
LV Site Specific Band 4 | 9L1, 9L2 | 0 |  | 0
LV Sub Site Specific No Residual | 2L | 0 |  | 0
LV Sub Site Specific Band 1 | 12L | 0 |  | 0
LV Sub Site Specific Band 2 | 22L | 0 |  | 0
LV Sub Site Specific Band 3 | 32L | 0 |  | 0
LV Sub Site Specific Band 4 | 42L | 0 |  | 0
HV Site Specific No Residual | 52L | 0 |  | 0
HV Site Specific Band 1 | 62L | 0 |  | 0
HV Site Specific Band 2 | 72L | 0 |  | 0
HV Site Specific Band 3 | 82L | 0 |  | 0
HV Site Specific Band 4 | 92L | 0 |  | 0
LDNO LV: Domestic Aggregated or CT with Residual | L01, L1L | 0, 1, 2 | 0 | 0
LDNO LV: Non-Domestic Aggregated or CT No Residual | L31, L3L | 0, 3, 4, 5-8 |  | 0
LDNO LV: Non-Domestic Aggregated or CT Band 1 | 1L1, 1LL | 0, 3, 4, 5-8 |  | 0
LDNO LV: Non-Domestic Aggregated or CT Band 2 | 2L1, 2LL | 0, 3, 4, 5-8 |  | 0
LDNO LV: Non-Domestic Aggregated or CT Band 3 | 3L1, 3LL | 0, 3, 4, 5-8 |  | 0
LDNO LV: Non-Domestic Aggregated or CT Band 4 | 4L1,4LL | 0, 3, 4, 5-8 |  | 0
LDNO LV: LV Site Specific No Residual | 5L1 | 0 |  | 0
LDNO LV: LV Site Specific Band 1 | 6L1 | 0 |  | 0
LDNO LV: LV Site Specific Band 2 | 7L1 | 0 |  | 0
LDNO LV: LV Site Specific Band 3 | 8L1 | 0 |  | 0
LDNO LV: LV Site Specific Band 4 | 9L1 | 0 |  | 0
LDNO HV: Domestic Aggregated or CT with Residual | L02, L2H | 0, 1, 2 | 0 | 0
LDNO HV: Non-Domestic Aggregated or CT No Residual | L32, L3H | 0, 3, 4, 5-8 |  | 0
LDNO HV: Non-Domestic Aggregated or CT Band 1 | 1L2, 1LH | 0, 3, 4, 5-8 |  | 0
LDNO HV: Non-Domestic Aggregated or CT Band 2 | 2L2, 2LH | 0, 3, 4, 5-8 |  | 0
LDNO HV: Non-Domestic Aggregated or CT Band 3 | 3L2, 3LH | 0, 3, 4, 5-8 |  | 0
LDNO HV: Non-Domestic Aggregated or CT Band 4 | 4L2, 4LH | 0, 3, 4, 5-8 |  | 0
LDNO HV: LV Site Specific No Residual | 5L2 | 0 |  | 0
LDNO HV: LV Site Specific Band 1 | 6L2 | 0 |  | 0
LDNO HV: LV Site Specific Band 2 | 7L2 | 0 |  | 0
LDNO HV: LV Site Specific Band 3 | 8L2 | 0 |  | 0
LDNO HV: LV Site Specific Band 4 | 9L2 | 0 |  | 0
LDNO HV: LV Sub Site Specific No Residual | 2L | 0 |  | 0
LDNO HV: LV Sub Site Specific Band 1 | 12L | 0 |  | 0
LDNO HV: LV Sub Site Specific Band 2 | 22L | 0 |  | 0
LDNO HV: LV Sub Site Specific Band 3 | 32L | 0 |  | 0
LDNO HV: LV Sub Site Specific Band 4 | 42L | 0 |  | 0
LDNO HV: HV Site Specific No Residual | 52L | 0 |  | 0
LDNO HV: HV Site Specific Band 1 | 62L | 0 |  | 0
LDNO HV: HV Site Specific Band 2 | 72L | 0 |  | 0
LDNO HV: HV Site Specific Band 3 | 82L | 0 |  | 0
LDNO HV: HV Site Specific Band 4 | 92L | 0 |  | 0
LDNO HVplus: Domestic Aggregated or CT with Residual | 0 | 0, 1, 2 | 0 | 0
LDNO HVplus: Non-Domestic Aggregated or CT No Residual | 0 | 0, 3, 4, 5-8 |  | 0
LDNO HVplus: Non-Domestic Aggregated or CT Band 1 | 0 | 0, 3, 4, 5-8 |  | 0
LDNO HVplus: Non-Domestic Aggregated or CT Band 2 | 0 | 0, 3, 4, 5-8 |  | 0
LDNO HVplus: Non-Domestic Aggregated or CT Band 3 | 0 | 0, 3, 4, 5-8 |  | 0
LDNO HVplus: Non-Domestic Aggregated or CT Band 4 | 0 | 0, 3, 4, 5-8 |  | 0
LDNO HVplus: LV Site Specific No Residual | 0 | 0 |  | 0
LDNO HVplus: LV Site Specific Band 1 | 0 | 0 |  | 0
LDNO HVplus: LV Site Specific Band 2 | 0 | 0 |  | 0
LDNO HVplus: LV Site Specific Band 3 | 0 | 0 |  | 0
LDNO HVplus: LV Site Specific Band 4 | 0 | 0 |  | 0
LDNO HVplus: LV Sub Site Specific No Residual | 0 | 0 |  | 0
LDNO HVplus: LV Sub Site Specific Band 1 | 0 | 0 |  | 0
LDNO HVplus: LV Sub Site Specific Band 2 | 0 | 0 |  | 0
LDNO HVplus: LV Sub Site Specific Band 3 | 0 | 0 |  | 0
LDNO HVplus: LV Sub Site Specific Band 4 | 0 | 0 |  | 0
LDNO HVplus: HV Site Specific No Residual | 0 | 0 |  | 0
LDNO HVplus: HV Site Specific Band 1 | 0 | 0 |  | 0
LDNO HVplus: HV Site Specific Band 2 | 0 | 0 |  | 0
LDNO HVplus: HV Site Specific Band 3 | 0 | 0 |  | 0
LDNO HVplus: HV Site Specific Band 4 | 0 | 0 |  | 0
LDNO EHV: Domestic Aggregated or CT with Residual | 0 | 0, 1, 2 | 0 | 0
LDNO EHV: Non-Domestic Aggregated or CT No Residual | 0 | 0, 3, 4, 5-8 |  | 0
LDNO EHV: Non-Domestic Aggregated or CT Band 1 | 0 | 0, 3, 4, 5-8 |  | 0
LDNO EHV: Non-Domestic Aggregated or CT Band 2 | 0 | 0, 3, 4, 5-8 |  | 0
LDNO EHV: Non-Domestic Aggregated or CT Band 3 | 0 | 0, 3, 4, 5-8 |  | 0
LDNO EHV: Non-Domestic Aggregated or CT Band 4 | 0 | 0, 3, 4, 5-8 |  | 0
LDNO EHV: LV Site Specific No Residual | 0 | 0 |  | 0
LDNO EHV: LV Site Specific Band 1 | 0 | 0 |  | 0
LDNO EHV: LV Site Specific Band 2 | 0 | 0 |  | 0
LDNO EHV: LV Site Specific Band 3 | 0 | 0 |  | 0
LDNO EHV: LV Site Specific Band 4 | 0 | 0 |  | 0
LDNO EHV: LV Sub Site Specific No Residual | 0 | 0 |  | 0
LDNO EHV: LV Sub Site Specific Band 1 | 0 | 0 |  | 0
LDNO EHV: LV Sub Site Specific Band 2 | 0 | 0 |  | 0
LDNO EHV: LV Sub Site Specific Band 3 | 0 | 0 |  | 0
LDNO EHV: LV Sub Site Specific Band 4 | 0 | 0 |  | 0
LDNO EHV: HV Site Specific No Residual | 0 | 0 |  | 0
LDNO EHV: HV Site Specific Band 1 | 0 | 0 |  | 0
LDNO EHV: HV Site Specific Band 2 | 0 | 0 |  | 0
LDNO EHV: HV Site Specific Band 3 | 0 | 0 |  | 0
LDNO EHV: HV Site Specific Band 4 | 0 | 0 |  | 0
LDNO 132kV/EHV: Domestic Aggregated or CT with Residual | 0 | 0, 1, 2 | 0 | 0
LDNO 132kV/EHV: Non-Domestic Aggregated or CT No Residual | 0 | 0, 3, 4, 5-8 |  | 0
LDNO 132kV/EHV: Non-Domestic Aggregated or CT Band 1 | 0 | 0, 3, 4, 5-8 |  | 0
LDNO 132kV/EHV: Non-Domestic Aggregated or CT Band 2 | 0 | 0, 3, 4, 5-8 |  | 0
LDNO 132kV/EHV: Non-Domestic Aggregated or CT Band 3 | 0 | 0, 3, 4, 5-8 |  | 0
LDNO 132kV/EHV: Non-Domestic Aggregated or CT Band 4 | 0 | 0, 3, 4, 5-8 |  | 0
LDNO 132kV/EHV: LV Site Specific No Residual | 0 | 0 |  | 0
LDNO 132kV/EHV: LV Site Specific Band 1 | 0 | 0 |  | 0
LDNO 132kV/EHV: LV Site Specific Band 2 | 0 | 0 |  | 0
LDNO 132kV/EHV: LV Site Specific Band 3 | 0 | 0 |  | 0
LDNO 132kV/EHV: LV Site Specific Band 4 | 0 | 0 |  | 0
LDNO 132kV/EHV: LV Sub Site Specific No Residual | 0 | 0 |  | 0
LDNO 132kV/EHV: LV Sub Site Specific Band 1 | 0 | 0 |  | 0
LDNO 132kV/EHV: LV Sub Site Specific Band 2 | 0 | 0 |  | 0
LDNO 132kV/EHV: LV Sub Site Specific Band 3 | 0 | 0 |  | 0
LDNO 132kV/EHV: LV Sub Site Specific Band 4 | 0 | 0 |  | 0
LDNO 132kV/EHV: HV Site Specific No Residual | 0 | 0 |  | 0
LDNO 132kV/EHV: HV Site Specific Band 1 | 0 | 0 |  | 0
LDNO 132kV/EHV: HV Site Specific Band 2 | 0 | 0 |  | 0
LDNO 132kV/EHV: HV Site Specific Band 3 | 0 | 0 |  | 0
LDNO 132kV/EHV: HV Site Specific Band 4 | 0 | 0 |  | 0
LDNO 132kV: Domestic Aggregated or CT with Residual | 0 | 0, 1, 2 | 0 | 0
LDNO 132kV: Non-Domestic Aggregated or CT No Residual | 0 | 0, 3, 4, 5-8 |  | 0
LDNO 132kV: Non-Domestic Aggregated or CT Band 1 | 0 | 0, 3, 4, 5-8 |  | 0
LDNO 132kV: Non-Domestic Aggregated or CT Band 2 | 0 | 0, 3, 4, 5-8 |  | 0
LDNO 132kV: Non-Domestic Aggregated or CT Band 3 | 0 | 0, 3, 4, 5-8 |  | 0
LDNO 132kV: Non-Domestic Aggregated or CT Band 4 | 0 | 0, 3, 4, 5-8 |  | 0
LDNO 132kV: LV Site Specific No Residual | 0 | 0 |  | 0
LDNO 132kV: LV Site Specific Band 1 | 0 | 0 |  | 0
LDNO 132kV: LV Site Specific Band 2 | 0 | 0 |  | 0
LDNO 132kV: LV Site Specific Band 3 | 0 | 0 |  | 0
LDNO 132kV: LV Site Specific Band 4 | 0 | 0 |  | 0
LDNO 132kV: LV Sub Site Specific No Residual | 0 | 0 |  | 0
LDNO 132kV: LV Sub Site Specific Band 1 | 0 | 0 |  | 0
LDNO 132kV: LV Sub Site Specific Band 2 | 0 | 0 |  | 0
LDNO 132kV: LV Sub Site Specific Band 3 | 0 | 0 |  | 0
LDNO 132kV: LV Sub Site Specific Band 4 | 0 | 0 |  | 0
LDNO 132kV: HV Site Specific No Residual | 0 | 0 |  | 0
LDNO 132kV: HV Site Specific Band 1 | 0 | 0 |  | 0
LDNO 132kV: HV Site Specific Band 2 | 0 | 0 |  | 0
LDNO 132kV: HV Site Specific Band 3 | 0 | 0 |  | 0
LDNO 132kV: HV Site Specific Band 4 | 0 | 0 |  | 0
LDNO 0000: Domestic Aggregated or CT with Residual | 0 | 0, 1, 2 | 0 | 0
LDNO 0000: Non-Domestic Aggregated or CT No Residual | 0 | 0, 3, 4, 5-8 |  | 0
LDNO 0000: Non-Domestic Aggregated or CT Band 1 | 0 | 0, 3, 4, 5-8 |  | 0
LDNO 0000: Non-Domestic Aggregated or CT Band 2 | 0 | 0, 3, 4, 5-8 |  | 0
LDNO 0000: Non-Domestic Aggregated or CT Band 3 | 0 | 0, 3, 4, 5-8 |  | 0
LDNO 0000: Non-Domestic Aggregated or CT Band 4 | 0 | 0, 3, 4, 5-8 |  | 0
LDNO 0000: LV Site Specific No Residual | 0 | 0 |  | 0
LDNO 0000: LV Site Specific Band 1 | 0 | 0 |  | 0
LDNO 0000: LV Site Specific Band 2 | 0 | 0 |  | 0
LDNO 0000: LV Site Specific Band 3 | 0 | 0 |  | 0
LDNO 0000: LV Site Specific Band 4 | 0 | 0 |  | 0
LDNO 0000: LV Sub Site Specific No Residual | 0 | 0 |  | 0
LDNO 0000: LV Sub Site Specific Band 1 | 0 | 0 |  | 0
LDNO 0000: LV Sub Site Specific Band 2 | 0 | 0 |  | 0
LDNO 0000: LV Sub Site Specific Band 3 | 0 | 0 |  | 0
LDNO 0000: LV Sub Site Specific Band 4 | 0 | 0 |  | 0
LDNO 0000: HV Site Specific No Residual | 0 | 0 |  | 0
LDNO 0000: HV Site Specific Band 1 | 0 | 0 |  | 0
LDNO 0000: HV Site Specific Band 2 | 0 | 0 |  | 0
LDNO 0000: HV Site Specific Band 3 | 0 | 0 |  | 0
LDNO 0000: HV Site Specific Band 4 | 0 | 0 |  | 0
*Supplier of Last Resort pass-through costs allocated to all domestic tariffs with a fixed charge (including LDNO)
**Eligible Bad Debt pass-through costs allocated to all metered demand tariffs (including LDNO)

## Nodal prices
Back to Overview
Fulcrum Electricity Assets Ltd - GSP_L - Effective from 1 April 2026 - Final Nodal/Zonal charges
Node/Zone ID | Geographical name | Local charge 1 £/kVA | Remote charge 1 £/kVA
DOCC3_MAIN1 |  | 0.0089555 | 1.2068
FILT1_MAIN1 |  | 0.0069445
BRIB5 |  |  | 1.3833
CLOG3_MAIN1 |  | 4.9505 | 0.77735
RYDO3_MAIN1 |  | 1.7491 | 7.7894
WCAR3_MAIN1 |  | 0.22963 | 0.62655
WATB3_MAIN1 |  | 0.53542 | 4.0549
VIRI3_MAIN1 |  |  | -0.017425
FIDO3_MAIN1
HLMR3_MAIN1
ALDW3_MAIN1 |  | 0.23714 | 2.5396
SNRG1_MAIN1
CDHR1 |  | 0.062299 | -0.20363
FDNS1 |  | -0.68612 | -0.00052762
PDWL1 |  | 0.8306 | -0.013002
NIRO3_MAIN1 |  | 9.6562 | 8.4506
CNWF1 |  | 0.017176 | 0.74283
OTPV3_MAIN1 |  | 4.0044 | 1.0352
PRPT1 |  | 0.067573
VTNG3_MAIN1 |  | 1.1743 | 1.7453
TRNW1 |  | 8.466
CHPA3_#1M0 |  | 6.5168 | 0.9407
TPCS3_MAIN1 |  | 1.7932 | 0.40339
BWRH3_MAIN1 |  | 1.0111 | 0.34607
PRDN1_MAIN1 |  | 0.038565
STWY1_GT1
IMRA3_MAIN1 |  | 0.22966 | 0.6266
PYWP3_MAIN1 |  | 2.7183 | 0.056267
GSPC3_MAIN1 |  | 0.0089994 | 1.2077
ASFM3_MAIN1 |  | 5.3754
MKBY3_MAIN1 |  | 3.9092
HRWN1_MAIN1 |  | -1.3443
HEMY5G |  |  | 9.7408
ISLE5G |  | 0.0012928 | 32.4249
PARH5G |  |  | 0.93058
HBBP5G |  | 0.061296 | 9.4247
FORE3 |  | 7.4644 | 0.063273
WALL3_MAIN1 |  | 15.4258 | 0.58004
DUNX3_MAIN1 |  | 5.9205 | 0.11621
ASLF3_MAIN1 |  | 7.4217 | 0.40789
PYLL3_MAIN1 |  | 11.4309
OUTL3_MAIN1 |  | 10.4508 | 1.1408
NANT3_MAIN1 |  | 0.70984 | 1.6944
GHIL3_MAIN1 |  | 15.1849 | 8.0053
HIBY3_MAIN1 |  | 0.11431 | -0.0013185
LIVE3_MAIN1 |  | 0.48428 | 0.22763
CMBF3_MAIN1 |  | 0.49844 | 0.2287
CARD3_MAIN1 |  | 1.01 | 0.34545
TOWF3_MAIN1 |  | 1.0122 | 0.39758
ROOK3_MAIN1 |  | 1.0113 | 0.39726
NOWO3_MAIN1 |  | 2.1663 | 2.1951
CHLW3_MAIN1 |  | 2.0476
OSFA3_MAIN1 |  | 21.2758 | 2.6946
ERLA3_MAIN1 |  | 0.17882 | 0.47594
PAVI3_MAIN1 |  | 6.2528 | 1.0844
PLAB3_MAIN1 |  | 2.7084 | 0.92601
YOPA3_MAIN1 |  | 21.1728 | 2.6814
FRAN3_MAIN1 |  | 8.5021 | 8.3924
HURC3_MAIN1 |  | 4.8007 | 0.28582
NANC3_MAIN1 |  | 1.8553 | 7.4814
FITZ3_MAIN1
PURI3_MAIN1 |  | 6.7741 | 0.91073
TRIK3_MAIN1 |  | 3.6242 | 0.049143
WITD3_MAIN1 |  | 4.1652 | 0.93538
PENF3_MAIN1 |  | 1.9326 | 7.5337
WICF3_MAIN1 |  | 12.3299 | 0.05244
MAKR3_MAIN1 |  | 0.5298 | 4.0058
OAKF3_MAIN1 |  | 10.3159 | -0.0022842
BATS3_MAIN1 |  | 8.4814 | 1.3183
NEWN3_MAIN1 |  | 0.94709 | 3.0945
BALL3_MAIN1 |  | 0.84112 | 3.09
PORT3_MAIN1 |  | 9.7047 | 3.1425
LAWR3_MAIN1 |  | 0.33987 | 0.0857
HAWK3_MAIN1 |  | 3.1136 | 1.0524
TRER3_MAIN1 |  | 1.9367 | 1.5235
ROSK3_MAIN1 |  | 15.1736 | 7.6566
BYST3_MAIN1 |  | 0.485 | 0.22797
CATT3_MAIN1 |  | 0.26463 | 1.8448
STDE1_MAIN1
TMBG3_MAIN1 |  | 0.17871 | 0.47569
HOU23_MAIN1 |  | 4.1385 | 1.046
REDH3_MAIN1 |  | 4.9781 | -0.014067
AXEV3_MAIN1 |  | 2.992 | 0.28878
WCKW3_MAIN1 |  | 12.3299 | 0.05244
WILT3_MAIN1 |  | 1.4563 | 1.5707
SHAR3_MAIN1 |  | 32.3352 | 7.6784
TONE3_MAIN1 |  | 4.977 | -0.014063
BAHW3_MAIN1
OGWF1_MAIN1 |  | -0.002288
RKHM3_MAIN1 |  | 0.33565 | 0.08456
LKLB3_MAIN1 |  | 0.68004 | 2.1694
CSTL1_MAIN1
TLLN1_MAIN1 |  | 0.027996 | -0.00056806
CWBP3_MAIN1 |  | 0.083653 | 7.642
CHLP3_MAIN1 |  | 0.31663 | 1.8477
CTBN3_MAIN1
NTWB3_MAIN1 |  | -1.612 | 0.42009
WTCH3_MAIN1 |  | -0.61844
DELA3_MAIN1 |  | 40.2684 | 1.1947
CHEL3_MAIN1 |  | 0.29881 | 1.8471
LRLH1_&110 |  | 0.73882
GMMM1_&110
BLAD3_MAIN1 |  | 7.279 | 0.91969
BURT3_MAIN1 |  | 0.063837 | 0.76283
LMBY3_MAIN1 |  | 15.4256 | 0.58001
BREO3_MAIN1 |  | 23.3402 | 1.1537
CARL3_MAIN1 |  | 1.1802 | 1.8759
COLD3_MAIN1 |  | 60.2993 | 1.2345
FBUR3_MAIN1 |  | 5.3503 | 1.761
BVRG3_MAIN1 |  | 0.97317 | 0.28077
WSHC3_MAIN1 |  | 8.2625 | 5.9042
SANB3_MAIN1 |  | 1.9356 | 0.057926
MAHE3_MAIN1 |  | 0.42745 | 0.28859
AVOB3_MAIN1 |  | 0.30172 | 0.085591
CATY1_MAIN1 |  | 0.0098617
BRFM3_MAIN1 |  | 1.5719 | 0.8657
HUNT3_MAIN1 |  | 2.7321 | 0.88369
SPAH3_MAIN1 |  | 0.66986 | 5.2979
BEDO3_MAIN1 |  | 3.1956 | -0.094921
STDA3_MAIN1 |  | 2.1397 | 7.5175
MENR3_MAIN1 |  | 0.23581 | 0.62591
HHWK3_MAIN1 |  | 3.4638 | 7.1769
HWGV3_MAIN1 |  | 1.34 | 0.40712
TOAK1_MAIN1 |  | 0.0016458 | -0.00030106
TOLV3_MAIN1 |  | 0.086911 | 7.8654
YANL1_&110 |  | 0.036898
BARH3_MAIN1
HWAV3_MAIN1 |  | 3.114 | 11.945
WELH1_MAIN1
SERC1_&110
CREK3_MAIN1 |  | 1.0248 | 0.29828
NELF3_MAIN1 |  | 0.68712 | 0.28006
CULP3_MAIN1 |  | 3.6242 | 0.049143
FDRB3_MAIN1 |  | 1.6972 | 0.36117
HALL3_MAIN1 |  |  | -0.017413
WRNR3_MAIN1 |  | 1.9337 | 0.057864
HORL3_MAIN1 |  | 2.9058 | 0.89748
DEPF1_MAIN1 |  | 0.036838 | 0.019236
PREF3_MAIN1
EXGN1_MAIN1 |  | 1.8464 | 0.0017895
EASR3_MAIN1 |  | 6.5735 | 0.14138
CONN3_MAIN1 |  | 15.5595 | 1.6596
SHOT3_MAIN1 |  | 3.5298
DARM3_MAIN1 |  | 16.9258 | 1.3953
HFLF3_MAIN1 |  | 4.3767 | 7.9515
FULL1_MAIN1 |  | 0.82792 | -0.15786
GOON3_MAIN1 |  | 15.185 | 8.0053
LUXU3_MAIN1 |  | 3.5005 | 0.63951
WDBN3_MAIN1 |  | 0.063614 | 0.76059
AVBC3_MAIN1 |  | 0.06071 | -0.017446
BLPP3_MAIN1 |  | 10.4368 | 1.1406
GARL3_MAIN1 |  | 0.51046 | 0.63339
WABA3_MAIN1 |  | 1.0039 | 0.47674
MANR3_MAIN1 |  | 0.94823 | 0.63389
NINS3_MAIN1 |  | 1.1026 | 0.63482
CHPV3_MAIN1 |  | -1.9581 | 7.8163
TRNH3_MAIN1 |  | 3.3051 | -0.095936
HOPV3_MAIN1 |  | 2.7657 | 0.95025
ESLA3_MAIN1 |  | 7.3971 | 0.062367
WILL3_MAIN1 |  | 8.4978 | 0.18829
EAST3_MAIN1 |  | 4.6099 | 0.10244
WIPE3_MAIN1 |  | 3.1834 | -0.094281
BRPV3_MAIN1 |  | 2.7181 | 0.056273
CAPV3_MAIN1 |  | 4.0261 | 1.7347
BEPV3_MAIN1 |  | 0.45867 | 0.27856
TREF3_MAIN1 |  | 14.6478 | 1.4058
TREW3_MAIN1 |  | 2.6145 | 1.6129
HWAS3_MAIN1 |  | 0.51044 | 0.63336
LANG3_MAIN1 |  | 30.2742 | 1.7398
ASWR3_MAIN1 |  | 5.4332 | 0.12193
HNBF3_MAIN1 |  | 18.6268 | 0.067718
PKWA3_MAIN1 |  | 2.9973 | 0.15142
WYMD3_MAIN1 |  | 0.44059 | 0.27857
COBB3_MAIN1 |  | 3.0953 | 0.89792
HALS3_MAIN1
HITR3_MAIN1 |  | 8.0634 | 1.5908
FORD3_MAIN1 |  | 9.2255 | 1.544
BEAF3_MAIN1 |  | 23.5186 | 1.4775
TREQ3_MAIN1 |  | 2.2807 | 1.5538
AYSH3_MAIN1 |  | 2.0317 | 5.9077
BURR3_MAIN1 |  | -0.36655 | -0.026351
CALG3_MAIN1 |  | 13.7644 | 1.3835
HTRE3_MAIN1 |  | 5.0461 | 7.6058
HGRT3_MAIN1 |  | 7.9245 | 12.249
HOPE3_MAIN1 |  | -0.99115 | 7.8247
KNOK3_MAIN1 |  | 16.0399 | 1.378
MRLY3_MAIN1 |  | 2.784 | 0.92152
MIDT3_MAIN1 |  | 22.7031 | 1.1489
PNHL3_MAIN1 |  | 23.3555 | 1.1538
FDAY3_MAIN1 |  | 0.26479 | 1.8455
REWF3_MAIN1 |  | 0.18579 | 0.7607
SLAD3_MAIN1 |  | 21.6629 | 2.7504
WSTH3_MAIN1 |  | 12.5236 | 0.5785
FOXC3_MAIN1 |  | 5.2775 | 0.098792
HORS3_MAIN1 |  | 7.5468 | 0.56515
TREK3_MAIN1 |  | 0.063604 | 0.76051
MARS3_MAIN1 |  | 2.1187
HAZF3_MAIN1 |  | 0.63373 | 0.92146
HATC3_MAIN1 |  | 0.7575 | 0.92267
LITT3_MAIN1 |  | 1.3473 | 7.4937
PARB3_MAIN1 |  | 4.8007 | 0.28583
EYWF3_MAIN1 |  | 7.2449 | 0.060545
STON3_MAIN1 |  | 0.42162 | 0.27834
WHIT3_MAIN1 |  | 1.9933
CLEA3_MAIN1 |  | 15.5355 | 0.57991
FBPD3_MAIN1 |  | 6.1458 | 1.7777
BRAT3_MAIN1 |  | 1.9062 | 1.3068
TSOW3_MAIN1 |  | 1.0503 | 1.7068
DENZ3_MAIN1 |  | 3.1637 | -0.093563
GALS1_MAIN1 |  | 0.0123 | 0.28603
PITW3_MAIN1 |  | 2.7189 | 0.056296
STST3_MAIN1 |  | 3.3846 | 0.77052
DENB3_MAIN1 |  | -2.8363 | 0.42038
BIDW3_MAIN1 |  | 0.16435 | 0.91767
CANW1_MAIN1 |  | -1.3443
CRPV3_MAIN1 |  | 2.7184 | 0.056267
RCPV3_MAIN1 |  | 8.684 | 0.19906
CSPV3_MAIN1 |  | 4.4314 | 0.28484
ACPV3_MAIN1 |  | 3.4519 | 0.93577
GVPK3_MAIN1 |  | 0.65738 | 7.6987
COOM3_MAIN1 |  | 3.151 | 0.92127
CCMB3_MAIN1 |  | 1.3919 | 3.1143
NEDO3_MAIN1 |  | 1.321 | 3.1152
TILL3_MAIN1 |  | -0.36655 | -0.026351
KING3_MAIN1 |  | 7.4064 | 1.3073
LUSC3_MAIN1 |  | 16.3166 | 0.56982
WEEK3_MAIN1 |  | 15.8584 | 0.58005
WBAR3_MAIN1 |  | 4.7701 | 0.6427
KERR3_MAIN1 |  | 11.7732 | 1.146
GARV3_MAIN1 |  | 4.3145 | 1.7133
MEND3_MAIN1 |  | 3.7716
IWOO3_MAIN1 |  | 2.0507 | 0.34502
NWRW3_#1L5 |  | 12.2904
DERF3_MAIN1 |  | 2.7181 | 0.056273
NEWR3_MAIN1 |  | 1.4732 | -0.0063514
GRAN3_MAIN1 |  | 2.3856 | -0.0098162
DINF3_MAIN1 |  | 5.1933
PTFM3_#3L5 |  | 5.1739
CARF3_MAIN1 |  | 0.21008 | 0.77401
CMPV3_MAIN1 |  | 9.8915 | 5.9019
HIBE3_MAIN1 |  | 0.42604 | 0.28755
PENA3_MAIN1 |  | 0.7098 | 1.6944
SOMD3_MAIN1 |  | 8.734 | 1.0093
STFA3_MAIN1 |  | 3.8289 | 5.3923
THWK3_MAIN1 |  | 1.4563 | 1.5707
WALA3_MAIN1 |  | 8.1036 | 0.95539
WHPV3_MAIN1 |  | 2.5199 | 0.9905
WLPV3_MAIN1 |  | 4.0029 | 0.93143
ASHC3_MAIN1 |  | 5.8194 | 8.0629
BDWN3_MAIN1 |  | 4.6411 | 0.64236
RDFM3_MAIN1 |  | 2.7947 | 0.97774
TENG3_MAIN1 |  | 9.9552 | 0.99167
BOMF3_MAIN1 |  | 0.66934
NOMO1_MAIN1 |  | -1.1509
OTHM1_MAIN1 |  | 0.017176 | 0.74283
WYND3_MAIN1
WILF3_MAIN1 |  | 1.4562 | 1.5707
NOWA3_MAIN1 |  | -1.7604 | 0.72478
NEBA3_MAIN1 |  | -1.761 | 0.72541
FBBD3_MAIN1 |  | 6.0585 | 1.7252
CAPE3_MAIN1 |  | 1.9094 | 1.3091
AVMO7K |  |  | 0.44523
AARO3_MAIN1 |  | 10.2713 | 1.3878
ADER5 |  | 0.25906 | 4.8452
ALCO5 |  | 0.17218 | 1.1481
ALER5 |  | 0.35898 | 3.7026
ALMO5 |  | 0.0092883 | 3.1102
ALMR5 |  | 0.24212 | 1.2733
ARMA5 |  | 0.92662 | 5.6113
ASHB5 |  | 0.81886 | 4.6401
ASHW5 |  | 0.085799 | 3.7494
ATHL5 |  | 0.18357 | 13.8948
AVMO7J | AVMO7K |  | 0.4452
AVOH5J |  | 0.17472 | 0.66344
AXBR5 |  | 0.23999 | 8.2932
AXMN5 |  | 0.072227 | 2.27
BAEA5 |  | 0.44985 | 22.3865
BARQ5 |  | 0.76978 | 11.1691
BART5 |  | 0.20446 | 1.1333
BATR5J |  | 1.0818 | 2.904
BATR5K |  | 2.1142 | 2.7641
BEAM5 |  | 0.10232 | 0.85641
BEDM5 |  | 0.2085 | 5.5784
BHAL5 |  |  | 1.263
BICK5 |  | 2.4391 | 13.5258
BIDE5 |  | 0.47349 | 11.9656
BISH5 |  | 1.1033 | 8.0971
BLAC5 |  | 0.0046408 | 3.2095
BLAG5 |  | 4.5709 | 2.6935
BODM5 |  | 0.72573 | 11.9467
BOUR5 |  | 3.9459 | 6.4746
BOVT5 |  | 0.41977 | 14.8825
BOWA5 |  | 0.73391 | 9.5775
BOWX5J |  | 0.20174
BOWX5K |  | 0.20174
BRAD5 |  | 0.74059 | 3.0806
BRAF5 |  | 0.43867 | 3.4352
BRAL5 |  | 0.73419 | 11.9715
BRAU5 |  | 0.17063 | 12.7912
BRID5 |  | 0.88896 | 8.7018
BRIL5J |  | 0.58188 | 5.5645
BRIL5K |  | 0.58188 | 5.5645
BRIM5 |  | 0.36378 | 18.8611
BRSH5 |  | 0.014318 | 0.65817
BUCK5 |  | 1.4693 | 5.0942
BUCS5 |  | 0.16811 | 2.3287
BUDS5 |  | 0.014891 | 2.4214
BUGL5J |  | 0.55588 | 7.6494
BUGL5K |  | 0.071998 | 7.8624
BURL5 |  | 0.32965 | 10.6403
BURN5 |  | 0.49291 | 9.8937
CALL5 |  | 2.1382 | 8.5065
CAMH5 |  | 0.71656 | 13.2174
CAMT5 |  | 3.8111 | 14.6112
CARN5 |  | 1.8865 | 8.1522
CHAR5 |  | 0.73784 | 8.0206
CHED5 |  | 0.02076 | 8.331
CHEM5 |  | 0.21295 | 2.2473
CHES5 |  | 4.1568 | 2.8144
CHUG5 |  | 0.045191 | 4.2441
CHUK5 |  | 3.3906 | 14.1081
CHUS5 |  | 0.56956 | 5.0007
CLEV5 |  | 1.3123 | 5.0345
CLIF5 |  | 0.39565 | 7.1305
CLOV5 |  | 0.8893 | 7.3364
CLYH5 |  | 1.8672 | 12.0787
COKE5 |  | 0.29783 | -2.1691
COLE5 |  | 1.2347 | 7.1352
COLL5J |  | 1.9253 | 6.7622
COLY5 |  | 0.14338 | 2.8405
COMM5 |  | 4.0668 | 2.8097
COMP7 |  | 0.033831 | 25.3966
CONG5 |  | 0.91448 | 5.4237
CONS5 |  | 0.094376 | 11.5759
CORH5J |  | 0.66752 | 12.5287
CORH5K |  | 0.66752 | 12.5287
COUW5 |  | 0.33776 | 7.9921
COWR5 |  | 0.079113 | 7.2738
CRED5 |  | -0.51919 | 20.958
CREE5 |  | 0.18043 | 15.4638
CREW5 |  | 0.68852 | 1.4334
CRIB5 |  | 0.40933 | 9.9692
CULL5 |  | 0.18107 | 12.4221
CULM5 |  | 0.0529 | 2.2181
CURM5 |  | 0.099756 | 0.82963
DART5 |  | 0.13492 | 25.0897
DAVI5 |  | 2.1042 | 20.6276
DAWL5 |  | 0.49345 | 19.4704
DELA5 |  | 1.5296 | 11.5317
DEVO5 |  | 2.0061 | 11.7513
DIND5 |  | 0.34717 | 3.3565
DOCN3_MAIN1 |  | 0.22068 | 0.43177
DORS7J |  | 0.13131 | 19.5999
DOWF5 |  | 0.16337 | 6.0591
DRIN5_BB_K |  | 0.21155 | 5.9648
DRIN5_BB_J |  | 0.49191 | 6.0478
DUNK5 |  | 1.9928 | 12.9063
EASB5 |  | 3.1026 | 7.8883
EASG5 |  | 0.44811 | 18.3948
EASV5 |  | 0.58482 | 5.5679
EBUD5 |  | 1.6466 | 0.75459
ECHI5 |  | 1.756 | -2.4787
ECUR5 |  | 0.12549 | 5.7326
EDGA5 |  | 0.03239 | 3.6298
EGGB5 |  | 0.22859 | 9.0949
ELIT5 |  | 0.2015 | 5.9302
ENTH7 |  | 0.075801 | 20.5661
EVER5 |  | 0.34385 | 9.2569
EXEB5 |  | 0.092865 | 0.69285
EXMI5 |  | 4.3534 | 17.294
EXMW5 |  | 1.0915 | 1.1463
FALD5 |  | 0.76839 | 13.038
FEEB5 |  | 0.45119 | 2.48
FEED5 |  | 2.0011 | 2.915
FILT5J |  | 0.508 | 3.4942
FOLB5 |  | 2.766 | 27.6974
FOWE5 |  | 0.047017 | 2.7555
FOXH5 |  | 0.54685 | 7.6256
FRAD5 |  | 0.17679 | -0.065094
FREM5 |  | 0.0028565 | 6.2659
GASL5 |  | 0.06494 | 1.461
GEEV5 |  | 0.14872 | 31.1551
GEOR5 |  | 0.14704 | 19.1043
GUNN5 |  | 5.8386 | 11.5318
HATH5 |  | 6.191 | 5.8966
HAVE5 |  | 0.064234 | 6.0136
HEAB5 |  | 0.84175 | 8.6207
HEDX5 |  | 0.58568 | 11.8266
HELS5 |  | 2.0724 | 13.9618
HEMY5 |  |  | 10.8697
HEWL5 |  | 0.08603 | 3.9011
HIGL5 |  | 0.16165 | 1.4975
HOLF5 |  | 0.0080745 | 0.6063
HOLL5 |  | 0.81391 | 3.4612
HOLS5 |  | 0.27726 | 3.1685
HONI5 |  | 1.9846 | 16.1496
HYLL5 |  | 1.0462 | 15.0042
ILFR5 |  | 0.29314 | 23.1997
KINW5 |  | 0.24966 | 1.253
ISLE5 |  | 0.0017155 | 29.1481
IVYB5 |  | 1.746 | 5.3134
KEYE5 |  | 2.7216 | 5.3365
KEYW5 |  | 0.031324 | 3.2432
KINB5 |  | 0.38193 | 4.6224
LANE5 |  | 2.2146 | 23.2969
LAGG5 |  | 0.19702 | 3.9306
LANN5 |  | 1.6568 | 9.7787
LANR5 |  | 0.47262 | 12.3371
LAPF5 |  | 3.0078 | 40.685
LAUN5J |  | 0.78925 | 9.1691
LAWB5 |  | 1.8229 | 4.1781
LAYW5 |  | 0.8989 | 15.6484
LIFT5 |  | 0.40287 | 29.8984
LINL5 |  | 0.24273 | 5.0131
LISK5 |  | 1.0464 | 6.2588
LOCK5 |  | 0.8682 | 3.6215
LOCR5 |  | 0.050026 | 2.1961
LONG5 |  | 0.20859 | 2.9687
LOOE5 |  | 0.88119 | 2.2412
LOST5 |  | 0.13773 | 20.2173
LUCB5 |  | 0.049483 | 1.7074
LYDS5 |  | 0.58303 | 0.0072637
LYNT5 |  | 0.2005 | 3.5813
LYPF5 |  | 2.1081 | 14.1345
MANG5 |  | 0.41286 | 4.2503
MARA5 |  | 0.48444 | 22.7778
MARB5 |  | 0.15697 | 5.9711
MARG5K |  | 0.062403 | 9.4839
MARL5 |  | 0.023718 | 2.1102
MART5J |  | 2.3977 | 13.3665
MART5K |  | 1.5389 | 13.9305
MERR5 |  | 2.3025 | 2.1144
MEVA5 |  | 0.1981 | 3.8455
MIDB5 |  | 0.054237 | 17.318
MIDN5 |  | 0.5038 | 1.2845
MILL5 |  | 1.0264 | 5.1157
MODB5 |  | 0.48918 | 5.0856
MONT5 |  | 1.3944 | 13.3579
MORH5 |  | 4.4705 | -0.17576
MORW5 |  | 0.010232 | 7.0856
MOUS5 |  | 1.5871 | 26.7413
MULL5 |  | 0.28623 | 18.2696
NASE5 |  | 0.61631 | 4.9058
NEAB5 |  | 0.16551 | 10.1558
NECY5 |  | -0.044472 | 17.5698
NEOT5 |  | 0.86822 | 7.0865
NETK5 |  | 0.11165 | 3.1887
NETR5 |  | 1.4441 | 10.2703
NETS5 |  | 0.50964 | 3.0412
NEWB5 |  | 0.096882 | 7.2543
NEWF5 |  | 0.52834 | 4.2323
NEWL5 |  | 3.0777 | 25.1337
NEWP5 |  | 0.10809 | 0.82717
NEWS5 |  | 0.37309 | 3.2862
NORS5_MAIN1 |  | 0.26288 | 5.0404
NORT5 |  | 0.010939 | 3.8571
OFFW5 |  | 3.9655 | 14.7614
OKEH5 |  | 2.7392 | 8.7835
OLDF7 |  | 2.2055 | 20.4749
OLDL5 |  | 0.021655 | 5.2252
OTTS5 |  | 0.093585 | 4.5572
PADS5 |  | 1.1134 | 3.2317
PARH5 |  |  | 2.6758
PARL5 |  | 3.7705 | 14.1381
PARS7 |  | 4.0349 | 19.6231
PAUL5 |  | 0.22321 | 1.2876
PEAS5 |  | 0.13514 | 1.7869
PENC5 |  | 0.14156 | 25.2941
PENH5 |  | 0.067909 | 24.5968
PENR5 |  | 0.4124 | 12.7819
PENS5 |  | 0.30779 | 7.6029
PENX5 |  | 0.20645 | 1.3319
PERI5 |  | 0.19975 | 1.334
PERR5 |  | 2.8404 | 6.7538
PINH5 |  | 1.6778 | 9.492
PLYS5 |  | 0.24288 | 5.6657
POLZ5 |  | 0.77786 | 18.7424
PRIO5 |  | 1.0038 | 6.005
PRIR5 |  | 0.5488 | 2.2033
PROB5 |  | 0.90336 | 1.2275
REDR5 |  | 1.8853 | 16.8903
ROAD3 |  | 5.021 | 0.22876
ROCP5 |  | 0.27459 | 3.4141
ROSE5 |  | 5.3113 | 4.3802
ROUN5 |  | 0.25172 | 5.2783
SALC5 |  | 0.078962 | 0.96905
SALT5 |  | 0.059606 | 2.4225
SAUP5 |  | 0.387 | 2.883
SAWX5 |  | 0.32013 | 2.4865
SHAP5 |  | 0.55331 | 3.3666
SHEB5 |  | 0.46445 | 4.8298
SHEM5 |  | 0.16053 | 10.2665
SIDM5J |  | 0.59461 | 8.1444
SIDM5K |  | 0.59461 | 8.1444
SKEV5 |  | 0.06706 | 17.8119
SLEV5 |  | 0.029189 | 1.1765
SMOL5 |  | 0.43541 | 10.315
SOME5 |  | 0.54802 | 7.3706
SOUB5 |  | 2.6964 | 3.663
STWA5 |  | 0.87696 | 5.3702
SOWT5 |  | 0.82602 | 7.8556
STAG5 |  | 0.26433 | 7.2453
STAP5 |  | 0.56701 | 3.6374
STAQ3_MAIN1 |  | 4.0607 | 0.42841
STBU5 |  | 5.2006 | 28.0088
STCO5 |  | 1.8646 | 3.0324
STEN5 |  | 0.27966 | 5.6508
STHO5 |  | 0.19639 | 6.5456
STIV5 |  | 2.5468 | 22.3813
STMA5 |  | 0.0005383 | 2.1586
STOB5 |  | 0.099043 | 1.1125
STOK5 |  | 0.31596 | 26.6955
STRA5 |  | 0.62413 | 6.9274
STUD5 |  | 0.082527 | 4.3147
TAUL5 |  | 0.15413 | 5.4434
TAVI5 |  | 3.7837 | 4.9075
TEIG5 |  | 0.085963 | 17.7784
TEIH5 |  | 0.03394 | 19.0292
TINX5J |  | 3.8804 | 20.0054
TINX5K |  | 2.1682 | 19.8039
TIVE5 |  | 0.93852 | 7.6062
TIVM5 |  | 0.69517 | 11.3205
TIVS5 |  | 0.5807 | 14.8659
TOPS5 |  | 4.471 | 9.0129
TORA5 |  | 0.87396 | 4.2634
TORR5J |  | 0.84088 | 13.4176
TORR5K |  | 0.84088 | 13.4176
TORT5 |  | 0.58256 | 2.6424
TORW5 |  | 0.1477 | 12.8449
TORY5 |  | 0.070953 | 11.6183
TOTL5 |  | 2.5011 | 2.6811
TREB5 |  |  | 3.8061
TRUL5 |  | 1.2901 | 6.654
TRUS5 |  | 1.3536 | 2.9587
TRUT5 |  | 0.95672 | 7.0602
TWEL5 |  | 0.84724 | 15.3335
TWER7 |  | 0.91854 | 26.0488
UPTV5 |  | 0.32094 | 1.7121
WADE5 |  | 0.61256 | 16.4437
WATC5 |  | 0.32272 | 5.6172
WATE5K |  | 0.097442 | 4.6514
WATE5J |  | 0.063047 | 0.54445
WEDM5 |  | 0.14141 | 3.7457
WELL5 |  | 1.4923 | 6.8963
WELN5J |  | 0.92533 | 2.7524
WELN5K |  | 0.93782 | 0.19949
WELT5 |  | 0.64845 | 6.7144
WESC5 |  | 0.21071 | 3.0417
WESD5 |  | 0.10572 | 1.5069
WESG5 |  | 0.83899 | 3.5433
WESM5 |  | 0.44582 | 1.3818
WHAQ5 |  | 0.60721 | 7.7434
WHID5 |  | 1.1453 | -0.32229
WHCH5 |  | 0.8695 | 12.5446
WHRH5 |  | 0.71285 | 15.0541
WINS5 |  | 0.014495 | 6.484
WINT5 |  | 0.71477 | 4.8934
WITH5 |  | 2.2102 | 39.0974
WITR5 |  | 0.37136 | 1.8383
WIVE5 |  | 0.098734 | 0.51295
WOOD5J |  | 0.31458 | 4.9656
WOOY5 |  | 1.3999 | 0.76662
YELV5 |  | 0.22268 | 4.132
PAPR3_MAIN1 |  | -0.35342
BLAK5 |  | 0.010241 | 25.2783
WOOD5K |  | 0.34851 | 5.104
AVOH5K |  | 0.17472 | 0.66344
FILT5K |  | 0.41018 | 3.3727
PAIG5 |  | 0.62225 | 3.2541
DORS7K |  | 0.093677 | 20.1983
BAIR5 |  | 0.13139 | 2.9747
STWB5 |  | 1.1524 | 6.8199
DACR5 |  |  | 18.2266
ASTZ5 |  |  | -0.015387
NTAW5 |  | 0.12416 | -2.5563
BRDW5 |  | 0.052331 | 2.5142
BATR5L |  | 2.1142 | 2.7641
SAWR5 |  | 0.049793 | 3.2298
YEOV3
SPAU5J |  | 0.49334 | 0.3919
SPAU5K |  | 2.7219 | 0.39913
WAPP5 |  | 0.44527 | 1.5574
WWIC5 |  | 0.0879 | 1.4795
ASHL5 |  | 0.17903 | 1.2707
MARG5J |  | 0.01869 | 4.6996
CALY5 |  | 0.76429 | 11.2175
COTH5 |  |  | 1.3824
EMGR5 |  | 0.034129 | 4.086
SMET5 |  | 0.039771 | 7.7129
EXSC5 |  | 2.0246 | 8.1855
HBBP5 |  | 0.063247 | 6.9195
UOBA3_MAIN1 |  | 1.6857 | 17.1004
HEMI3_MAIN1 |  | 9.0338 | 2.8622
PATC5 |  | 0.84538 | 4.0215
COLL5K |  | 0.068486 | 2.2004
SHER3_MAIN1 |  | 1.0148 | 2.8203
LGFD3_MAIN1 |  | 1.0284 | 0.41433
SHER3_MAIN2 |  | 1.0148 | 2.8203
FNAT5_MAIN1 |  | -0.018225 | 9.8964
FNAT5_MAIN2 |  | -0.018225 | 9.8964
SCYM3_1H4 | SCYM3_2H4 | 1.6434 | 7.6332
SCYM3_2H4 |  | 1.6434 | 7.6332
CAIR5_BB_A |  | 1.1683 | 16.5559
CAIR5_BB_B |  | 1.1683 | 15.9992
EXEM3_#1M0 |  | 2.2629 | 5.1774
TIMS3_MAIN1 |  | 0.70443 | 6.3952
SEMS3_MAIN1 |  | 7.5068 | 0.062028
DOCN3_MAIN2 |  | 0.22068 | 0.43177
GORD3_#1M0 |  | 17.9445
ABBW5J | ABBW5K | 0.34334 | 3.362
ABBW5K |  | 0.34334 | 3.362
NORS5_MAIN2 |  | 0.26288 | 5.0404
GRAB3_MAIN1 |  | 0.97358 | 0.99368
GRAB3_MAIN2 |  | 0.97358 | 0.99368
TAWC5 |  |  | -2.6236
PURR3_MAIN1 |  | 2.1239 | 1.0098
TAMA3_#1H0 | TAMA3_#2H0 | 9.5927 | 1.7079
TAMA3_#2H0 |  | 9.5927 | 1.7079
NSMA5 |  |  | 23.8086
LAGT3_1H0 |  | 8.4612 | 1.8029
LAGT3_2H0 |  | 8.4612 | 1.8029
LANS5 |  | 0.013348 | 1.3144
EMSA5 |  | 0.033229 | 11.8359
GRAV3_IDNO1 | GRAV3_IDNO2 | 2.1111 | 0.16554
GRAV3_IDNO2 | GRAV3_IDNO3 | 2.1111 | 0.16554

## SSC unit rate lookup
Back to Overview
Standard Settlement Configuration Id | Standard Settlement Configuration Desc | Common Decode | Change implemented | Date | Comments
3 | 10-hour OP | A/R | Notes updated | 2019-06-10 | Updated to reflect DCP 268 which delinks all tariffs from the TPR bands
4 | 10-hour OP | A/R | Code 1 & 2 changed to A | 2019-06-10 | Updated to reflect DCP 268 which delinks all tariffs from the TPR bands
5 | 10-hour OP + w/e | A/R | Code O changed to A/R | 2019-06-10 | Updated to reflect DCP 268 which delinks all tariffs from the TPR bands
6 | 10.5-hour OP | A/R | Removed TPR | 2019-06-10 | Removed TPR lookup element as this no longer effects which rate to apply
7 | 10.5-hour OP | A/R
8 | 10.5-hour OP | A/R
9 | 10.5-hour OP | A/R
10 | 10.5-hour OP | A/R
11 | 10.5-hour OP | A/R
12 | 10.5-hour OP | A/R
13 | 11 Hour OP | A/R
15 | 11 Hour OP | A/R
16 | 11.5-hour OP | A/R
17 | 11.5-hour OP | A/R
18 | 11.5-hour OP | A/R
19 | 11.5-hour OP | A/R
20 | 11.5-hour OP | A/R
21 | 11.5-hour OP | A/R
22 | 11.5-hour OP | A/R
23 | 11-hour OP | A/R
24 | 11-hour OP | A/R
25 | 11-hour OP | A/R
26 | 11-hour OP | A/R
28 | 11-hour OP | A/R
29 | 11-hour OP | A/R
30 | 11-hour OP | A/R
31 | 11-hour OP | A/R
32 | 11-hour OP | A/R
33 | 11-hour OP | A/R
34 | 11-hour OP | A/R
35 | 11-hour OP | A/R
36 | 11-hour OP | A/R
37 | 11-hour OP | A/R
38 | 11-hour OP | A/R
39 | 11-hour OP | A/R
40 | 11.5-hour OP | A/R
41 | 8.5-hour OP | A/R
42 | 9-hour OP | A/R
43 | 9-hour OP | A/R
44 | 8.5-hour OP | A/R
45 | 11-hour OP + Summer | A/R
46 | 11-hour OP + w/e | A/R
47 | 11-hour OP + w/e & Summer | A/R
48 | 11-hour OP + weekends | A/R
49 | 11.5-hour OP | A/R
50 | 12-hour OP + w/e & Summer | A/R
51 | 12-hour night | A
52 | 12-hour OP | A/R
53 | 12-hour OP | A/R
55 | 12-hour OP | A/R
56 | 12-hour OP | A/R
57 | 12-hour OP | A/R
58 | Key Meter pseudo 2-rate | A
59 | 12-hour OP | A/R
60 | 12-hour OP | A/R
62 | 8-hour OP (see also SSC 427) | A
63 | 9-hour OP | A/R
64 | 12-hour OP | A/R
65 | 12-hour OP + Summer | A/R
66 | 12-hour OP + Summer | A/R
67 | 12.5-hour OP | A/R
71 | 12.5-hour OP | A/R
72 | 12.5-hour OP | A/R
73 | 12.5-hour OP | A/R
74 | 12.5-hour OP + Summer | A/R
75 | 12.5-hour OP + w/e | A/R
76 | 12.5-hour OP + w/e | A/R
77 | 12.5-hour OP + w/e | A/R
78 | 12.5-hour OP + w/e & Summer | A/R
79 | 14-hour E7 | A
80 | 14-hour Off Peak | A/R
81 | 14-hour OP + Sun | A/R
82 | 14.5-hour OP | A/R
83 | 14.5-hour OP | A/R
84 | 14.5-hour OP | A/R
85 | 14.5-hour OP | A/R
86 | 14.5-hour OP | A/R
87 | 14.5-hour OP | A/R
88 | 14.5-hour OP | A/R
91 | 14.5-hour OP + Summer | A/R
92 | 14.5-hour OP + Summer | A/R
93 | split 7-hour E7 | A
94 | 14.5-hour OP + Summer | A/R
95 | 14.5-hour OP + Summer | A/R
96 | 14.5-hour OP + Summer | A/R
97 | 14.5-hour OP + w/e | A/R
98 | 14.5-hour OP + w/e & Summer | A/R
99 | 15-hour OP | A/R
100 | 15-hour OP | A/R
101 | 15-hour OP + w/e & Summer | A/R
102 | 15-hour OP + w/e & Summer | A/R
103 | 15-hour OP + w/e & Summer | A/R
104 | 15.5-hour OP | A/R
105 | 15.5-hour OP | A/R
106 | 15.5-hour OP | A/R
107 | 15.5-hour OP | A/R
108 | 15.5-hour OP | A/R
109 | 15.5-hour OP | A/R
110 | 15.5-hour OP | A/R
111 | 15.5-hour OP + Summer | A/R
112 | 15.5-hour OP + w/e | A/R
113 | 15.5-hour OP + w/e | A/R
115 | 15.5-hour OP + w/e | A/R
116 | 15.5-hour OP + w/e | A/R
117 | 15.5-hour OP + w/e | A/R
118 | 15.5-hour OP + w/e & Summer | A/R
119 | 15.5-hour OP + w/e & Summer | A/R
120 | 9-hour OP | A/R
121 | 2-rate terms | A
122 | 2-rate SToD | A
123 | 2-rate variable SToD | A
124 | 2-rate variable SToD | A
125 | 2-rate variable SToD | A
126 | 7-hour E7 | A
127 | 3-rate SToD | A
128 | Dom/Non-dom Seasonal (link SSC 0342) | A
129 | 3-rate SToD | A
130 | 3-rate variable | A
131 | 3-rate variable | A
132 | 4-rate SToD | A
133 | 4-rate SToD | A
134 | 4-rate SToD | A
135 | 4-rate SToD | A
136 | 4-rate SToD | A
137 | 4-rate SToD | A
138 | 4-rate SToD | A
140 | split 7-hour E7 | A
141 | 5-rate SToD | A
142 | 5-rate SToD | A
143 | 15-hour OP | A/R
144 | 6-rate SToD | A
145 | 6-rate SToD | A
146 | 6-rate SToD | A
147 | 6-rate SToD | A
148 | 7-hour OP (see also SSC 0185) | A
149 | Smart 7, heating | A
150 | 7-hour E7 | A
151 | 7-hour E7 | A
152 | 7-hour E7 | A
153 | 7-hour E7 | A
154 | 7-hour E7 | A
155 | split 7-hour E7 | A/R
156 | 7-hour E7 | A
157 | 7-hour E7 | A
158 | 7-hour E7 | A
159 | 12-hour OP | A/R
160 | 7-hour E7 | A
161 | 7-hour E7 | A
162 | 7-hour E7 | A
163 | 7-hour E7 | A
164 | 7-hour E7 | A
165 | 7-hour E7 | A
166 | 7-hour E7 | A
167 | 7-hour E7 | A
168 | 7-hour E7 | A
169 | 7-hour E7 | A
170 | 7-hour E7 | A
171 | 7-hour E7 | A
172 | 7-hour E7 | A
173 | 7-hour E7 | A
174 | 7-hour E7 | A
175 | 7-hour E7 | A
176 | 7-hour E7 | A
177 | 7-hour E7 | A
178 | 7-hour E7 (Cornwall & def reinforcement) | A
179 | 7-hour E7 | A
180 | 7-hour E7 | A
181 | 7-hour E7 | A
182 | 7-hour E7 | A
183 | 7-hour E7 | A
184 | 7-hour E7 | A
185 | 7-hour E7 | A
186 | 7-hour E7 | A
187 | 7-hour E7 | A
188 | 7-hour E7 | A
189 | 7-hour E7 | A/R
190 | 7-hour E7 | A/R
191 | 7-hour E7 | A/R
192 | 7-hour E7 | A/R
193 | 7-hour E7 | A/R
194 | 7-hour E7 | A/R
195 | 7-hour E7 | A/R
196 | 7-hour E7 | A/R
197 | 7-hour E7 | A/R
198 | 7-hour E7 | A/R
199 | 7-hour E7 | A/R
201 | 7-hour E7 | A/R
202 | 7-hour E7 | A/R
203 | 7-hour E7 | A/R
204 | 7-hour E7 | A/R
205 | 7-hour E7 | A/R
206 | 7-hour E7 | A/R
207 | 7-hour E7 | A/R
208 | 7-hour E7 | A/R
209 | 7-hour E7 | A
210 | 7-hour E7 | A
211 | 7-hour E7 | A
212 | 7-hour E7 | A
213 | 7-hour E7 | A
214 | 7-hour E7 | A
215 | 7-hour E7 | A
216 | 7-hour E7 | A
217 | 7-hour E7 | A
218 | 7-hour E7 | A
219 | 7-hour E7 | A
220 | 7-hour E7 | A
221 | 7-hour E7 | A
222 | 7-hour E7 | A
223 | 7-hour E7 | A
224 | 7-hour E7 | A
225 | 7-hour E7 | A
226 | 7-hour E7 | A
227 | 7-hour E7 | A
228 | Supertariff heating | A/R
229 | Supertariff heating | A/R
230 | 7-hour E7 | A/R
231 | split 7-hour E7 | A
233 | split 7-hour E7 | A
234 | split 7-hour E7 | A
235 | split 7-hour E7 | A
236 | split 7-hour E7 | A
237 | split 7-hour E7 | A
238 | 7-hour E7 | A
241 | 7-hour E7 (differential switching) | A
242 | 7-hour night | A
243 | Key Meter pseudo 2-rate | A
244 | 7-hour E7 | A
245 | 7-hour night | A
246 | Economy 7 Day & Night | A
247 | 7-hour night | A
248 | 7-hour E7 | A
249 | 7-hour night | A
250 | 7-hour OP | A/R
251 | 7-hour OP | A/R
252 | 7-hour OP | A/R
253 | 7-hour OP | A/R
254 | 7-hour variable E7 (Menter B) | A
255 | 7-hour variable E7 (Menter A) | A
257 | 8-hour E7 | A
258 | 8-hour night | A
259 | 10-hour night | A
260 | 8-hour night | A/R
261 | 8-hour night | A
262 | 8-hour night | A
263 | 8-hour night | A
264 | 8-hour night | A
265 | 8-hour OP | A/R
266 | 8-hour OP | A/R
267 | 8-hour OP | A/R
268 | 8-hour OP | A/R
269 | 8-hour OP | A/R
270 | 8-hour OP | A/R
271 | 8-hour OP | A/R
272 | 8-hour OP | A/R
273 | 8-hour OP | A/R
274 | 8-hour OP | A/R
276 | 8-hour OP | A/R
277 | 8-hour OP + Summer | A/R
278 | 8-hour OP + w/e | A/R
279 | 8-hour OP + w/e & Summer | A/R
280 | 8-hour OP + weekends | A/R
281 | 9-hour night | A
283 | 9-hour night (differential switching) | A
284 | 9-hour OP | A/R
285 | 9-hour OP | A/R
286 | 9-hour OP + w/e | A/R
287 | Boiler | A/R
288 | Budget Warmth | A/R
289 | Budget Warmth | A/R
290 | Budget Warmth | A/R
291 | Budget Warmth | A/R
292 | Budget Warmth | A/R
297 | Budget Warmth | A/R
298 | Budget Warmth | A/R
299 | Budget Warmth | A/R
300 | Flexiheat Day/Evening/Weekend | A
301 | Flexiheat (weather) Day/Evening/Weekend | A
302 | Superdeal Day/Night | A
303 | Budget Warmth | A/R
304 | Budget Warmth | A/R
305 | Domestic heating tariff | A
306 | Domestic heating tariff | A
307 | Domestic heating tariff | A
308 | Domestic heating tariff | A
309 | Superdeal (weather) Day/Night | A
310 | E10 type 1 (general purpose) | A
312 | 7-hour OP (see also SSC 186) | A
313 | Domestic E9 A | A/R
314 | 13-hour OP | A/R
315 | Evening/night | A/R
316 | Evening/Weekend | A
317 | Evening/Weekend | A
318 | Evening/Weekend | A
319 | 12-hour Evening/Weekend | A
320 | Evening/Weekend | A
321 | Evening/Weekend | A
322 | Evening/Weekend | A
323 | Evening/Weekend | A
324 | Domestic E9 B | A
325 | Evening/Weekend E7 | A
326 | Evening/Weekend E7 | A
327 | Evening/Weekend E7 | A
328 | Evening/Weekend E7 | A
329 | Evening/Weekend E7 | A
330 | Evening/Weekend E7 | A
331 | Evening/Weekend E7 | A
332 | Evening/Weekend E7 | A/R
334 | 3-rate heating, (link SSC 0343) | A
335 | Grain Drying | A
336 | Grain drying | A/R
337 | Grain drying | A/R
338 | Heating | A
339 | Local Authority Heating | A/R
340 | Local Authority Heating | A/R
341 | Local Authority Heating | A/R
342 | Dom & Non-dom Seasonal (link SSC 0128) | A
343 | 3-rate heating, water heating | A
344 | 7-hour E7, Day + Night (link SSC 0345) | A
344 | 7-hour E7, Day + Night (link SSC 0345) | A/R
345 | 7-hour E7, Day + Night (link SSC 0344) | A
346 | Non-Standard OP (8+3 hour) | A/R
347 | Non-Standard OP | A/R
348 | Non-Standard OP | A/R
349 | 7-hour E7 | A
350 | Warmwise heating | A/R
351 | Flexiheat heating | A
352 | Flexiheat (weather) heating | A
353 | Superdeal heating | A
354 | 12-hour OP | A/R
355 | Smart 7, Day/Night | A
357 | split 10-hour Heatwise | A/R
358 | split 10-hour Heatwise | A/R
359 | split 10-hour Heatwise | A/R
360 | split 10-hour Heatwise | A/R
361 | split 10-hour Heatwise | A/R
362 | split 10-hour Heatwise | A/R
363 | split 10-hour Heatwise | A/R
364 | split 10-hour Heatwise | A/R
365 | split 10-hour Heatwise | A/R
366 | split 10-hour Heatwise | A/R
367 | split 10-hour Heatwise | A/R
368 | split 10-hour Heatwise | A/R
369 | split 10-hour Heatwise | A/R
370 | split 10-hour Heatwise | A/R
371 | split 10-hour Heatwise | A/R
372 | Evening/Weekend | A
373 | split 7-hour E7 | A
374 | split 7-hour E7 | A
375 | split 7-hour E7 | A
376 | split 7-hour E7 | A
377 | split 7-hour E7 | A
378 | split 7-hour E7 | A
380 | split 7-hour E7 | A
381 | split 7-hour E7 | A
382 | split 7-hour E7 | A
384 | 7-hour E7 | A
385 | split 7-hour E7 | A/R
386 | 9-hour OP | A/R
387 | 15.5-hour OP | A/R
388 | split 7-hour E7 | A/R
389 | 12.5-hour OP | A/R
390 | split 7-hour E7 | A
391 | Summer & Winter w/e | A/R
392 | Summer Unrestricted | A
393 | Unrestricted | A
394 | 10-hour night | A
395 | Warmwise Day/Night | A
396 | 2-rate SToD | A
397 | 9-hour heating | A
398 | 12-hour OP + w/e | A
399 | 15-hour OP + w/e | A/R
400 | 8-hour night | A
401 | E10 type 1(heating circuit) | A/R
403 | 12-hour night | A
404 | Redring Boiler (general purpose) | A
405 | Redring Boiler (heating circuit) | A/R
406 | Cyclocontrol 3 | A/R
407 | Cyclocontrol 4 | A/R
408 | Cyclocontrol 5 | A/R
409 | Cyclocontrol 6 | A/R
410 | Cyclocontrol 7 | A/R
411 | Cyclocontrol 8 | A/R
412 | Cyclocontrol 9 | A/R
413 | Cyclocontrol 10 | A/R
414 | Cyclocontrol 11 | A/R
415 | Cyclocontrol 12 | A/R
416 | Cyclocontrol 13 | A/R
417 | Cyclocontrol 14 | A/R
418 | Cyclocontrol 15 | A/R
419 | Cyclocontrol 16 | A/R
420 | Cyclocontrol 17 | A/R
421 | Cyclocontrol 18 | A/R
422 | Cyclocontrol 19 | A/R
423 | Cyclocontrol 20 | A/R
424 | Cyclocontrol 21 | A/R
425 | Superdeal (weather) heating | A
426 | 7-hour E7 | A
427 | Day/Night (White meter) | A
428 | Unmetered Type A ("flat" profile) | U
429 | Unmetered B ("dusk-to-dawn") | U
430 | Unmetered C ("half-night & pre-dawn") | U
431 | Unmetered D ("dawn-to-dusk") | U
432 | 7-hour E7 | A
434 | 12 Hour OP | A/R
435 | Domestic 3-rate heating | A
436 | 3-Rate Seasonal | A
437 | Lifestyle Tariff | A
439 | Split 7-hour E7 | A
440 | 3-rate ToW | A
441 | 4-rate SToD | A
442 | 7-hour E7 | A/R
443 | Evening/Weekend | A
444 | Evening/Weekend E7 | A
444 | Evening/Weekend E7 | A/R
445 | 7-hour variable E7 | A
446 | 7-hour variable E7 | A
447 | 7-hour OP | A
448 | 7-hour OP | A
449 | 7-hour OP | A
450 | 7-hour OP | A
451 | 7-hour OP | A
452 | 7-hour OP | A
453 | 7-hour OP | A
454 | 7-hour OP | A
455 | 7-hour OP | A
456 | 7-hour OP | A
459 | 7-hour OP | A
460 | 12 Hours OP | A/R
461 | 12 Hours OP | A/R
462 | 8 Hours OP | A/R
463 | 10.5 Hours OP | A/R
464 | Weekender Tariff (V1) | A
465 | Weekender Tariff (V2) | A
466 | Maximum Demand Register | A
467 | Maximum Demand Register | A
468 | Maximum Demand Register | A
469 | Maximum Demand Register | A
470 | Maximum Demand Register | A
473 | Economy 7 - all purpose tariff G63 | A
474 | split 7hr o/p | A/R
475 | Split 7hr E7 | A
476 | 14.5 hr o/p | A/R
477 | 14.5 hr o/p | A/R
478 | Evening/Weekend E7 | A
479 | Split 7-hour E7 | A
480 | Split 7-hour E7 | A
481 | Split 7-hour E7 | A
482 | Micro-PV Export Import Profile Class 1 | G
483 | Micro-PV Export Import Profile Class 2 | G
484 | Micro-PV Export Import Profile Class 3 | G
485 | Micro-PV Export Import Profile Class 4 | G
486 | Micro-PV Export Import Profile Class 5 | G
487 | Micro-PV Export Import Profile Class 6 | G
488 | Micro-PV Export Import Profile Class 7 | G
489 | Micro-PV Export Import Profile Class 8 | G
490 | Micro-CHP Export Import Profile Class 1 | G
491 | Micro-CHP Export Import Profile Class 2 | G
492 | Micro-CHP Export Import Profile Class 3 | G
493 | Micro-CHP Export Import Profile Class 4 | G
494 | Micro-CHP Export Import Profile Class 5 | G
495 | Micro-CHP Export Import Profile Class 6 | G
496 | Micro-CHP Export Import Profile Class 7 | G
497 | Micro-CHP Export Import Profile Class 8 | G
498 | Other Sml Export SSC any import Profile | G
701 | 8.5-hour OP + w/e | A/R
702 | 8.5-hour OP + w/e | A/R
703 | 12-hour OP + w/e | A/R
704 | 12-hour OP + w/e | A/R
705 | 12-hour OP + w/e | A/R
706 | 12-hour OP + w/e | A/R
707 | 12-hour OP + w/e | A/R
708 | 12-hour OP + w/e | A/R
709 | 12-hour OP + w/e | A/R
710 | 12-hour OP + w/e | A/R
711 | 12-hour OP + w/e | A/R
712 | 16-hour OP + w/e | A/R
713 | 16-hour OP + w/e | A/R
714 | 16-hour OP + w/e | A/R
715 | 16-hour OP + w/e | A/R
716 | 20-hour OP + w/e | A/R
717 | 20-hour OP + w/e | A/R
718 | 20-hour OP + w/e + summer | A/R
719 | 20-hour OP + w/e + summer | A/R
720 | 3-rate SToD | A
721 | 8.5 hour WM | A
722 | 8.5 hour WM | A
723 | 8.5 hour WM | A
724 | 8.5 hour WM | A
725 | 8.5 hour WM | A
726 | 8.5 hour WM | A
727 | 8.5 hour WM | A
728 | 8.5 hour WM Heating | A
729 | 8.5 hour WM | A
730 | 8.5 hour WM Heating | A
731 | 8.5 hour WM | A
732 | 8.5 hour WM Heating | A
733 | 8.5 hour WM | A
734 | 8.5 hour WM Heating | A
735 | 8.5 hour WM | A
736 | 8.5 hour WM Heating | A
737 | 8.5 hour WM | A
738 | 8.5 hour WM Heating | A
739 | 8.5 hour WM | A
740 | 8.5 hour WM Heating | A
741 | 8.5 hour WM | A
742 | 8.5 hour WM Heating | A
743 | 8.5 hour WM | A
744 | 8.5 hour WM Heating | A
745 | 8.5 hour WM | A
746 | 8.5 hour WM Heating | A
747 | 8.5 hour WM | A
748 | 8.5 hour WM | A
749 | 8.5 hour WM Heating | A
752 | 8.5 hour WM | A
753 | Weathercall heating | A
754 | 8.5 hour WM | A
755 | Weathercall heating | A
756 | 8.5 hour WM | A
757 | Weathercall heating | A
758 | 8.5 hour WM | A
759 | Weathercall heating | A
760 | 8.5 hour WM | A
761 | Weathercall heating | A
762 | 8.5 hour WM | A
763 | Weathercall heating | A
764 | 8.5 hour WM | A
765 | Weathercall heating | A
766 | 8.5 hour WM | A
767 | Weathercall heating | A
768 | 8.5 hour WM | A
769 | Weathercall heating | A
770 | 18-hour dynamic | A
775 | Crop&Air Conditioning | A
776 | Crop&Air Conditioning | A
781 | 8.5 hour WM | A/R
782 | 8.5 hour WM | A
783 | 8.5 hour WM | A
784 | 8.5 hour WM | A
785 | 8.5 hour WM | A
786 | 8.5 hour WM | A
787 | E7 accompanying Birmingam W'call | A
788 | Birmingham Weathercall | A
789 | E7 accompanying Manchester W'call | A
790 | Manchester Weathercall | A
791 | E7 accompanying Anglesey W'call | A
792 | Anglesey Weathercall | A
793 | 8.5 hour WM | A
794 | 8.5 hour WM Heating | A
801 | Unrestricted | A
802 | Two rate with 8 hours night | A
803 | Dynamic | A/R
804 | Two rate with 8 hours night | A
805 | Dynamic | A/R
806 | Two rate with 8 hours night | A
807 | Dynamic | A/R
808 | Two rate with 8 hours night | A
809 | Dynamic | A/R
810 | Two rate with 8 hours night | A
811 | Dynamic | A/R
812 | Two rate with 8 hours night | A
813 | Dynamic | A/R
814 | Two rate with 8 hours night | A
815 | Dynamic | A/R
816 | Two rate with 8 hours night | A
817 | Dynamic | A/R
818 | Two rate with 8 hours night | A
819 | Dynamic | A/R
820 | Two rate with 8 hours night | A
821 | Dynamic | A/R
822 | Two rate with 8 hours night | A
823 | Dynamic | A/R
824 | Two rate with 8 hours night | A
825 | Dynamic | A/R
826 | Two rate with 8 hours night | A
827 | Dynamic | A/R
828 | Two rate with 8 hours night | A
829 | Dynamic | A/R
830 | Two rate with 8 hours night | A
831 | Dynamic | A/R
832 | Two rate with 8 hours night | A
833 | Dynamic | A/R
834 | Two rate with 8 hours night | A
835 | Dynamic | A/R
836 | Two rate with 8 hours night | A
837 | Dynamic | A/R
838 | Two rate with 8 hours night | A
839 | Dynamic | A/R
840 | Two rate with 8 hours night | A
841 | Dynamic | A/R
842 | Two rate with 8 hours night | A
843 | Dynamic | A/R
844 | Two rate with 8 hours night | A
845 | Dynamic | A/R
846 | Two rate with 8 hours night | A
847 | Dynamic | A/R
848 | Two rate with 8 hours night | A
849 | Dynamic | A/R
850 | Dynamic | A/R
851 | Dynamic | A/R
852 | Two rate with 8 hours night | A
853 | Two rate with 8 hours night | A
854 | Two rate with 8 hours night | A
855 | Two rate with 8 hours night | A
856 | Two rate with 8 hours night | A
857 | Two rate with 8 hours night | A
858 | Two rate with 8 hours night | A
859 | Two rate with 8 hours night | A
860 | Two rate with 8 hours night | A
861 | Two rate with 8 hours night | A
862 | Two rate with 8 hours night | A
863 | Two rate with 8 hours night | A
864 | Two rate with 8 hours night | A
865 | Two rate with 8 hours night | A
866 | Dynamic | A/R
867 | Two rate with 8 hours night | A
868 | Dynamic | A/R
869 | Two rate with 8 hours night | A
870 | Dynamic | A/R
871 | Two rate with 8 hours night | A
872 | Dynamic | A/R
873 | Two rate with 8 hours night | A
874 | Dynamic | A/R
875 | Two rate with 8 hours night | A
876 | Dynamic | A/R
877 | Two rate with 8 hours night | A
878 | Dynamic | A/R
879 | Two rate with 8 hours night | A
880 | Dynamic | A/R
881 | Two rate with 8 hours night | A
882 | Dynamic | A/R
883 | Two rate with 8 hours night | A
884 | Dynamic | A/R
885 | Two rate with 8 hours night | A
886 | Dynamic | A/R
887 | Two rate with 8 hours night | A
888 | Dynamic | A/R
889 | Two rate with 8 hours night | A
890 | Dynamic | A/R
891 | Dynamic | A/R
892 | Dynamic | A/R
893 | Dynamic | A/R
894 | 8 Hours OP | A/R
895 | 8 Hours OP | A/R
896 | 8 Hours OP | A/R
897 | Dynamic | A/R
898 | Dynamic | A/R
899 | 11 Hours OP | A/R
900 | 11 Hours OP | A/R
901 | 11 Hours OP | A/R
902 | 11 Hours OP | A/R
903 | 11 Hours OP | A/R
904 | 8 Hours OP + Weekends | A/R
905 | 8 Hours OP + Weekends | A/R
906 | 8 Hours OP + Weekends | A/R
907 | 15 Hours OP + Weekends | A/R
908 | 15 Hours OP + Weekends | A/R
909 | 15 Hours OP + Weekends | A/R
910 | 15 Hours OP + Weekends | A/R
911 | 15 Hours OP + Weekends | A/R
912 | 15 Hours OP + Weekends | A/R
913 | 15 Hours OP + Weekends | A/R
914 | 15 Hours Nov - April/24 Hours May - Oct | A
915 | 8 Hours OP | A
916 | 8 Hours OP | A
917 | 8 Hours OP | A
918 | Evening/Weekend | A
919 | 2 rate | A
920 | 2 rate | A
922 | Unrestricted | A
923 | Unrestricted | A
924 | Unrestricted | A
925 | Unmetered Type A ("flat " profile) | U
926 | Unmetered B ("dusk-to-dawn") | U
927 | Unmetered D ("dawn-to-dusk") | U
928 | Unmetered C ("half-night & pre-dawn") | U
929 | 11 Hours OP | A/R
930 | 11 Hours OP | A/R
931 | 11 Hours OP | A/R
932 | Seasonal ToD | A
933 | Two rate with 8 hours night | A
934 | Dynamic | A/R
935 | Split 10 hr E10 | A
936 | Split 10 hr E10 | A
937 | Split 10 hr E10 | A
938 | Split 10 hr E10 | A
939 | Split 10 hr E10 | A
940 | NHH Export Hydro Profile Class | G
941 | NHH Export Wind Profile Class | G
942 | 7-hour E7 (Cornwall & def reinforcement) | A
943 | 7-hour E7 | A
944 | 7-hour E7 | A
945 | 7-hour E7 | A
946 | 7-hour E7 | A
947 | Smart Meter 3 Rate Time of Day | A
948 | 10 hour Evening/Weekend | A
949 | General Purpose 2 Rate (paired wth 0950) | A
950 | E10 Heating Single Rate (prd wth 0949) | A/R
951 | E9 Heating | A/R
952 | General Purpose 2 Rate (paired wth 0951) | A
953 | Two rate with 20 hours night | A
954 | Three Rate Peak Day Other | A
955 | 4 rate weekday/2 rate weekend | A
956 | 4 Rate Weekday/2 rate Weekend (BST) | A
957 | Unrestricted with Weekday Peak | A
958 | Unrestricted with Peak | A
959 | Economy 7 with Weekday Peak | A
960 | Economy 7 with Peak | A
961 | Evening Weekend and Weekday Peak (smart) | A
962 | Evening Weekend with Peak | A
963 | Evening Weekend Night and Peak | A
964 | Evening Weekend with Night (BST) | A
965 | 3 Rate with Weekday Peak | A
966 | 8-hour OP | A/R
967 | Superdeal Day/Night | A
968 | Superdeal Day/Night | A
969 | 3 Rate with Weekday Peak | A
970 | split 7-hour E7 | A
971 | Smart meter trial - time of use 3 rate | A
972 | 2 Rate Saturday Off Peak | A
973 | Flexiheat Day/Evening/Weekend | A
974 | Flexiheat heating | A
975 | Saturday Off Peak (9-5) | A
976 | Sunday Off Peak (9-5) | A
978 | 7-hour OP | A/R
979 | Non-Standard OP (8+3 hour) | A/R
980 | General Purpose 2 Rate (paired with 0980 | A
981 | E10 Heating Single Rate (prd with 0981) | A/R
982 | Evening Saver | A
983 | Comfort Booster | A
984 | Saturday Off Peak (24 Hrs) | A
985 | Sunday Off Peak (24 Hrs) | A
989 | Redring Boiler (general purpose) | A
990 | Redring Boiler (heating circuit) | A/R
991 | 8-hour OP | A/R
996 | Lifestyle Tariff | A
997 | Evening/Weekend - BST | A
Notes:
There are a few governing rules that should be applied:
Specific notes for application of or tariffss:
  All tariffs are all delinked and set time bands are applied in place of the TPR’s timebands.
The following rules apply when allocating tariffs in DNO areas.
  1, G and U should be applied straight to the appropriate SSC to identify generation and UMS tariffs.
  Then considering the SSC alongside the PC.
  2, PC1s should be labelled Domestic Aggregated.
  3, PC2s with SSCs with A/R should be labelled Domestic Aggregated (related MPAN).
  4, Remaining PC2s should be labelled Domestic Aggregated.
  5, PC3s should be labelled Non Domestic Aggregated.
  6, PC4s with SSCs with A/R should be labelled Non Domestic Aggregated (related MPAN).
  7, Remaining PC4s should be labelled Non Domestic Aggregated.
  8, PC5 – 8s should be labelled Non Domestic Aggregated.
Common decode:
  A: Aggregated - replaces the Day & Night rates (1 & 2)
  A/R: Aggregated if on PC1 / PC3 / PC5 / PC6 / PC7 / PC8 or Aggregated (related MPAN) if on PC2 / PC4
  G: Generation
  U: Unmetered Supplies

## Residual Charging Bands
Back to Overview
Fulcrum Electricity Assets Ltd - GSP_L - Effective from 2026/27 - Final Residual Charging Bands
Voltage of Connection | Band | Units | Lower Threshold* | Upper Threshold* | Residual Charge per MPAN (£)
Domestic Aggregated | Single band | - | - | -
Designated Properties connected at LV, billing with no MIC | 1 | kWh | 0 | 3571
| 2 | kWh | 3571 | 12553
| 3 | kWh | 12553 | 25279
| 4 | kWh | 25279 | ∞
Designated Properties connected at LV, billing with MIC | 1 | kVA | 0 | 80
| 2 | kVA | 80 | 150
| 3 | kVA | 150 | 231
| 4 | kVA | 231 | ∞
Designated Properties connected at HV | 1 | kVA | 0 | 422
| 2 | kVA | 422 | 1000
| 3 | kVA | 1000 | 1800
| 4 | kVA | 1800 | ∞
Designated EHV Properties | 1 | kVA | 0 | 5000
| 2 | kVA | 5000 | 12000
| 3 | kVA | 12000 | 21500
| 4 | kVA | 21500 | ∞
* All boundaries are inclusive of the upper threshold and exclusive of the lower threshold i.e. Lower < x ≤ Upper.

## TNUoS Mapping
Back to Overview
2026/27 - Effective from 1 April 2026 - TNUoS Mapping
DUoS Tariff name | TNUoS Site Charging Band
Domestic Aggregated or CT with Residual | Domestic
Domestic Aggregated (Related MPAN) | n/a (Non-Final Demand Site)
Non-Domestic Aggregated or CT No Residual | n/a (Non-Final Demand Site)
Non-Domestic Aggregated or CT Band 1 | LV_NoMIC_1
Non-Domestic Aggregated or CT Band 2 | LV_NoMIC_2
Non-Domestic Aggregated or CT Band 3 | LV_NoMIC_3
Non-Domestic Aggregated or CT Band 4 | LV_NoMIC_4
Non-Domestic Aggregated (related MPAN) | n/a (Non-Final Demand Site)
LV Site Specific No Residual | n/a (Non-Final Demand Site)
LV Site Specific Band 1 | LV1
LV Site Specific Band 2 | LV2
LV Site Specific Band 3 | LV3
LV Site Specific Band 4 | LV4
LV Sub Site Specific No Residual | n/a (Non-Final Demand Site)
LV Sub Site Specific Band 1 | LV1
LV Sub Site Specific Band 2 | LV2
LV Sub Site Specific Band 3 | LV3
LV Sub Site Specific Band 4 | LV4
HV Site Specific No Residual | n/a (Non-Final Demand Site)
HV Site Specific Band 1 | HV1
HV Site Specific Band 2 | HV2
HV Site Specific Band 3 | HV3
HV Site Specific Band 4 | HV4
Unmetered Supplies | n/a (p/kWh charge)
LV Generation Aggregated | n/a (Non-Final Demand Site)
LV Sub Generation Aggregated | n/a (Non-Final Demand Site)
LV Generation Site Specific | n/a (Non-Final Demand Site)
LV Generation Site Specific no RP charge | n/a (Non-Final Demand Site)
LV Sub Generation Site Specific | n/a (Non-Final Demand Site)
LV Sub Generation Site Specific no RP charge | n/a (Non-Final Demand Site)
HV Generation Site Specific | n/a (Non-Final Demand Site)
HV Generation Site Specific no RP charge | n/a (Non-Final Demand Site)
Designated EHV Site Specific No Residual | n/a (Non-Final Demand Site)
Designated EHV Site Specific Band 1 | EHV1
Designated EHV Site Specific Band 2 | EHV2
Designated EHV Site Specific Band 3 | EHV3
Designated EHV Site Specific Band 4 | EHV4

## Charge Calculator
Back to Overview
Fulcrum Electricity Assets Ltd - GSP_L - Effective from 1 April 2026 - Final | [17 empty] | Red/black unit charge p/kWh | Amber/yellow unit charge p/kWh | Green unit charge p/kWh | Fixed charge p/MPAN/day | Capacity charge p/kVA/day | Exceeded capacity charge p/kVA/day | Reactive power charge p/kVArh
[17 empty] | Domestic Aggregated | Red unit charge p/kWh | Amber unit charge p/kWh | Green unit charge p/kWh | Fixed charge p/MPAN/day | n/a | n/a | n/a
LV and HV designated properties and Unmetered Supplies tariff calculator | [7 empty] | EHV designated property calculator | [8 empty] | Domestic Aggregated (related MPAN) | Red unit charge p/kWh | Amber unit charge p/kWh | Green unit charge p/kWh | n/a | n/a | n/a | n/a
Step 1, Choose your tariff using the drop down list in cell B10 | [7 empty] | Step 1, Choose your tariff using the drop down list in cell L10 | [8 empty] | Non-Domestic Aggregated | Red unit charge p/kWh | Amber unit charge p/kWh | Green unit charge p/kWh | Fixed charge p/MPAN/day | n/a | n/a | n/a
Step 2, After selecting a tariff in step 1, Cells C12-I12 will generate headings, please enter your consumption in cells C13:I13 underneath each heading generated (if no heading leave cell blank) | [7 empty] | Step 2, After selecting a tariff in step 1, Cells M12-T12 will generate headings, please enter your consumption in cells M13:T13 underneath each heading generated (if no heading leave cell blank) | [8 empty] | Non-Domestic Aggregated (related MPAN) | Red unit charge p/kWh | Amber unit charge p/kWh | Green unit charge p/kWh | n/a | n/a | n/a | n/a
Step 3, Enter a forecast of consumption if required in cells C14:I14 | [7 empty] | Step 3, Enter a forecast of consumption if required in cells M14:T14 | [8 empty] | LV Site Specific | Red unit charge p/kWh | Amber unit charge p/kWh | Green unit charge p/kWh | Fixed charge p/MPAN/day | Capacity charge p/kVA/day | Exceeded Capacity charge p/kVA/day | Reactive power charge p/kVArh
[17 empty] | LV Sub Site Specific | Red unit charge p/kWh | Amber unit charge p/kWh | Green unit charge p/kWh | Fixed charge p/MPAN/day | Capacity charge p/kVA/day | Exceeded Capacity charge p/kVA/day | Reactive power charge p/kVArh
Tariff details Choose tariff name from drop down box below | Red unit charge p/kWh | Amber unit charge p/kWh | Green unit charge p/kWh | Fixed charge p/MPAN/day | Capacity charge p/kVA/day | Exceeded Capacity charge p/kVA/day | Reactive power charge p/kVArh | Site details Choose the site name from the drop down box below | Import Super Red unit charge (p/kWh) | Import fixed charge (p/day) | Import capacity charge (p/kVA/day) | Import exceeded capacity charge (p/kVA/day) | Export Super Red unit charge (p/kWh) | Export fixed charge (p/day) | Export capacity charge (p/kVA/day) | Export exceeded capacity charge (p/kVA/day) | HV Site Specific | Red unit charge p/kWh | Amber unit charge p/kWh | Green unit charge p/kWh | Fixed charge p/MPAN/day | Capacity charge p/kVA/day | Exceeded Capacity charge p/kVA/day | Reactive power charge p/kVArh
LV Site Specific | [16 empty] | Unmetered Supplies | Black unit charge p/kWh | Yellow unit charge p/kWh | Green unit charge p/kWh | n/a | n/a | n/a | n/a
[17 empty] | LV Generation Aggregated | Red unit charge p/kWh | Amber unit charge p/kWh | Green unit charge p/kWh | Fixed charge p/MPAN/day | n/a | n/a | n/a
Tariff components | Red unit charge p/kWh | Amber unit charge p/kWh | Green unit charge p/kWh | Number of days in consumption period i.e. 365 if one year | Maximum import or export capacity kVA | Average daily exceeded capacity kVA | Excess reactive units kVArh | Tariff components | Import super red kWh | Number of days in consumption period i.e. 365 if one year | Maximum import capacity kVA | Average daily exceeded capacity kVA | Export Super Red kWh | Number of days in consumption period i.e. 365 if one year | Maximum export capacity kVA | Average daily exceeded capacity kVA | LV Sub Generation Aggregated | Red unit charge p/kWh | Amber unit charge p/kWh | Green unit charge p/kWh | Fixed charge p/MPAN/day | n/a | n/a | n/a
Enter current consumption details | [7 empty] | Enter current consumption details | [5 empty] | 0 |  |  | LV Generation Site Specific | Red unit charge p/kWh | Amber unit charge p/kWh | Green unit charge p/kWh | Fixed charge p/MPAN/day | n/a | n/a | Reactive power charge p/kVArh
Enter forecast consumption details (if different) | 0 | 0 | 0 | 0 | 0 | 0 | 0 | Enter forecast consumption details (if different) | 0 | 0 | 0 | 0 | 0 | 0 | 0 | 0 | LV Generation Site Specific no RP charge | Red unit charge p/kWh | Amber unit charge p/kWh | Green unit charge p/kWh | Fixed charge p/MPAN/day | n/a | n/a | n/a
[17 empty] | LV Sub Generation Site Specific | Red unit charge p/kWh | Amber unit charge p/kWh | Green unit charge p/kWh | Fixed charge p/MPAN/day | n/a | n/a | Reactive power charge p/kVArh
Charge components | Unit 1 £ | Unit 2 £ | Unit 3 £ | Fixed charge £ | Capacity charge £ | Exceeded capacity charge £ | Reactive power charge £ | Charge components | Import super red charge £ | Import fixed charge £ | Import capacity charge £ | Import exceeded capacity charge £ | Export super red charge £ | Export fixed charge £ | Export capacity charge £ | Export exceeded capacity charge £ | LV Sub Generation Site Specific no RP charge | Red unit charge p/kWh | Amber unit charge p/kWh | Green unit charge p/kWh | Fixed charge p/MPAN/day | n/a | n/a | n/a
Current consumption period charges | [7 empty] | Current consumption period charges | [8 empty] | HV Generation Site Specific | Red unit charge p/kWh | Amber unit charge p/kWh | Green unit charge p/kWh | Fixed charge p/MPAN/day | n/a | n/a | Reactive power charge p/kVArh
Forecast consumption period charges | [7 empty] | Forecast consumption period charges | [8 empty] | HV Generation Site Specific no RP charge | Red unit charge p/kWh | Amber unit charge p/kWh | Green unit charge p/kWh | Fixed charge p/MPAN/day | n/a | n/a | n/a
| Total charge £ | [7 empty] | Import total charge £ | Export total charge £
Current consumption period charges | 0 | [6 empty] | Current consumption period charges | 0 | 0
Forecast consumption period charges | 0 | [6 empty] | Forecast consumption period charges | 0 | 0
These charges are estimates based on tariff selected and consumption values entered. | [7 empty] | These charges are estimates based on site selected and consumption values entered.
Note:
For the purpose of forecasting the exceeded capacity charge, the input in this calculator uses the average daily exceeded capacity as this reduces the calculators complexity, however as per the Use of System Charging Statement, the exceeded portion of the capacity will be charged at the exceeded capacity charge p/kVA/day rate, based on the difference between the MIC/MEC and the actual capacity used. This will be charged for the full duration of the month in which the breach occurs.”